## Sheet1
Analytical calibration using a quadratic curve fit |  |  |  |  | with bootstrap error estimation. | [12 empty] | © Tom O'Haver, Version 3, March 2014
| Calibration data | [5 empty] | Application to unknowns | [10 empty] | See: | http://terpconnect.umd.edu/~toh/models/CalibrationCurve.html
| Standards | Instrument readings |  |  |  |  | Reading of the unknowns | Calculated concentration | Standard deviation | Relative % STD | X | Y | X*Y | X*X | X^3 | X^4 | X^2y | [9 empty] | bootstrap selection | Standards | Instrument readings | Reading of the unknown | Calculated concentration | accuracy | % error | X | Y | X*Y | X*X | X^3 | X^4 | X^2y | #DIV/0! | #NAME? | [8 empty] | next | bootstrap selection | Standards | Instrument readings | Reading of the unknown | Calculated concentration | accuracy | % error | X | Y | X*Y | X*X | X^3 | X^4 | X^2y | #DIV/0! | #NAME? | [8 empty] | next
| 1 | 10.5 | [8 empty] | 1 | 10.5 | 10.5 | 1 | 1 | 1 | 10.5 | Warning: Messy under-the-hood math follows. | [8 empty] | 0.88939 | 2 | 24.1 | 0 | -0.035856 | 1.0982 | -0.098172 | 2 | 24.1 | 48.2 | 4 | 8 | 16 | 96.4 | 0.0096378 | 0.098172 | [9 empty] | 0.90312 | 2 | 24.1 | 0 | -0.061034 | 1.0982 | -0.098172 | 2 | 24.1 | 48.2 | 4 | 8 | 16 | 96.4 | 0.0096378 | 0.098172
| 2 | 24.1 | [8 empty] | 2 | 24.1 | 48.2 | 4 | 8 | 16 | 96.4 | Summary of equations: | [8 empty] | 0.75831 | 3 | 31.1 | 0 | -0.035856 | 0.97475 | 0.025245 | 3 | 31.1 | 93.3 | 9 | 27 | 81 | 279.9 | 0.00063733 | 0.025245 | [9 empty] | 0.74437 | 3 | 31.1 | 0 | -0.061034 | 0.97475 | 0.025245 | 3 | 31.1 | 93.3 | 9 | 27 | 81 | 279.9 | 0.00063733 | 0.025245
| 3 | 31.1 | [8 empty] | 3 | 31.1 | 93.3 | 9 | 27 | 81 | 279.9 | B28 | n=number of x,y data points | [7 empty] | 0.035248 | 3 | 31.1 | 0 | -0.035856 | 0.97475 | 0.025245 | 3 | 31.1 | 93.3 | 9 | 27 | 81 | 279.9 | 0.00063733 | 0.025245 | [9 empty] | 0.53533 | 4 | 41.5 | 0 | -0.061034 | 1.0285 | -0.028533 | 4 | 41.5 | 166 | 16 | 64 | 256 | 664 | 0.00081416 | 0.028533
| 4 | 41.5 | [8 empty] | 4 | 41.5 | 166 | 16 | 64 | 256 | 664 | B27 | sumx=?x | [7 empty] | 0.87584 | 5 | 46 | 0 | -0.035856 | 0.93621 | 0.063795 | 5 | 46 | 230 | 25 | 125 | 625 | 1150 | 0.0040698 | 0.063795 | [9 empty] | 0.41631 | 4 | 41.5 | 0 | -0.061034 | 1.0285 | -0.028533 | 4 | 41.5 | 166 | 16 | 64 | 256 | 664 | 0.00081416 | 0.028533
| 5 | 46 | [8 empty] | 5 | 46 | 230 | 25 | 125 | 625 | 1150 | C27 | sumy=?y | [7 empty] | 0.80408 | 6 | 55.9 | 0 | -0.035856 | 1.0147 | -0.014666 | 6 | 55.9 | 335.4 | 36 | 216 | 1296 | 2012.4 | 0.0002151 | 0.014666 | [9 empty] | 0.47963 | 5 | 46 | 0 | -0.061034 | 0.93621 | 0.063795 | 5 | 46 | 230 | 25 | 125 | 625 | 1150 | 0.0040698 | 0.063795
| 6 | 55.9 | [8 empty] | 6 | 55.9 | 335.4 | 36 | 216 | 1296 | 2012.4 | D27 | sumxy=?x*y | [7 empty] | 0.91139 | 7 | 63 | 0 | -0.035856 | 1.0434 | -0.043445 | 7 | 63 | 441 | 49 | 343 | 2401 | 3087 | 0.0018875 | 0.043445 | [9 empty] | 0.16782 | 6 | 55.9 | 0 | -0.061034 | 1.0147 | -0.014666 | 6 | 55.9 | 335.4 | 36 | 216 | 1296 | 2012.4 | 0.0002151 | 0.014666
| 7 | 63 | [8 empty] | 7 | 63 | 441 | 49 | 343 | 2401 | 3087 | E27 | sumx2=?x*x | [7 empty] | 0.11581 | 7 | 63 | 0 | -0.035856 | 1.0434 | -0.043445 | 7 | 63 | 441 | 49 | 343 | 2401 | 3087 | 0.0018875 | 0.043445 | [9 empty] | 0.57766 | 8 | 65.12 | 0 | -0.061034 | 0.96505 | 0.034949 | 8 | 65.12 | 520.96 | 64 | 512 | 4096 | 4167.68 | 0.0012214 | 0.034949
| 8 | 65.12 | [8 empty] | 8 | 65.12 | 520.96 | 64 | 512 | 4096 | 4167.68 | F27 | sumx3=?x^3 | [7 empty] | 0.049396 | 8 | 65.12 | 0 | -0.035856 | 0.96505 | 0.034949 | 8 | 65.12 | 520.96 | 64 | 512 | 4096 | 4167.68 | 0.0012214 | 0.034949 | [9 empty] | 0.70049 | 9 | 71 | 0 | -0.061034 | 1.0107 | -0.010684 | 9 | 71 | 639 | 81 | 729 | 6561 | 5751 | 0.00011416 | 0.010684
| 9 | 71 | [8 empty] | 9 | 71 | 639 | 81 | 729 | 6561 | 5751 | G27 | sumx3=?x^4 | [7 empty] | 0.87278 | 0 | 0 | 0 | -0.035856 | #DIV/0! | #DIV/0! | 0 | 0 | 0 | 0 | 0 | 0 | 0 | #DIV/0! | #DIV/0! | [9 empty] | 0.92686 | 0 | 0 | 0 | -0.061034 | #DIV/0! | #DIV/0! | 0 | 0 | 0 | 0 | 0 | 0 | 0 | #DIV/0! | #DIV/0!
[11 empty] | 0 | 0 | 0 | 0 | 0 | 0 | 0 | H27 | sumx2y=?(x^2)*y | [7 empty] | 0.27658 | 0 | 0 | 0 |  |  | #DIV/0! | 0 | 0 | 0 | 0 | 0 | 0 | 0 | #DIV/0! | #DIV/0! | [9 empty] | 0.80882 | 0 | 0 | 0 |  |  | #DIV/0! | 0 | 0 | 0 | 0 | 0 | 0 | 0 | #DIV/0! | #DIV/0!
[11 empty] | 0 | 0 | 0 | 0 | 0 | 0 | 0 | B30 | D=n*sumx2*sumx4+2*sumx*sumx2*sumx3-sumx2^3-sumx^2*sumx4-n*sumx3^2 | [7 empty] | 0.11762 | 0 | 0 | 0 |  |  | #DIV/0! | 0 | 0 | 0 | 0 | 0 | 0 | 0 | #DIV/0! | #DIV/0! | [9 empty] | 0.8324 | 0 | 0 | 0 |  |  | #DIV/0! | 0 | 0 | 0 | 0 | 0 | 0 | 0 | #DIV/0! | #DIV/0!
[11 empty] | 0 | 0 | 0 | 0 | 0 | 0 | 0 | B31 | a=(n*sumx2*sumx2y+sumx*sumx3*sumy+sumx*sumx2*sumxy-sumx2^2*sumy-sumx^2*sumx2y-n*sumx3*sumxy)/D | [10 empty] | 0 |  |  |  | 0 | 0 | 0 | 0 | 0 | 0 | 0 | #VALUE! | #VALUE! | [12 empty] | 0 |  |  |  | 0 | 0 | 0 | 0 | 0 | 0 | 0 | #VALUE! | #VALUE!
[11 empty] | 0 | 0 | 0 | 0 | 0 | 0 | 0 | B32 | b=(n*sumx4*sumxy+sumx*sumx2*sumx2y+sumx2*sumx3*sumy-sumx2^2*sumxy-sumx*sumx4*sumy-n*sumx3*sumx2y)/D | [10 empty] | 0 |  |  |  | 0 | 0 | 0 | 0 | 0 | 0 | 0 | #VALUE! | #VALUE! | [12 empty] | 0 |  |  |  | 0 | 0 | 0 | 0 | 0 | 0 | 0 | #VALUE! | #VALUE!
[11 empty] | 0 | 0 | 0 | 0 | 0 | 0 | 0 | B33 | c=(sumx2*sumx4*sumy+sumx2*sumx3*sumxy+sumx*sumx3*sumx2y-sumx2^2*sumx2y-sumx*sumx4*sumxy-sumx3^2*sumy)/D | [10 empty] | 0 |  |  |  | 0 | 0 | 0 | 0 | 0 | 0 | 0 | #VALUE! | #VALUE! | [12 empty] | 0 |  |  |  | 0 | 0 | 0 | 0 | 0 | 0 | 0 | #VALUE! | #VALUE!
[11 empty] | 0 | 0 | 0 | 0 | 0 | 0 | 0 | [12 empty] | 0 |  |  |  | 0 | 0 | 0 | 0 | 0 | 0 | 0 | #VALUE! | #VALUE! | [12 empty] | 0 |  |  |  | 0 | 0 | 0 | 0 | 0 | 0 | 0 | #VALUE! | #VALUE!
[11 empty] | 0 | 0 | 0 | 0 | 0 | 0 | 0 | [12 empty] | 0 |  |  |  | 0 | 0 | 0 | 0 | 0 | 0 | 0 | #VALUE! | #VALUE! | [12 empty] | 0 |  |  |  | 0 | 0 | 0 | 0 | 0 | 0 | 0 | #VALUE! | #VALUE!
[11 empty] | 0 | 0 | 0 | 0 | 0 | 0 | 0 | Calculations of the coefficients a,b, and c of the best-fit parabola y=ax^2+bx+c | [11 empty] | 0 |  |  |  | 0 | 0 | 0 | 0 | 0 | 0 | 0 | #VALUE! | #VALUE! | Calculations of the coefficients a,b, and c of the best-fit parabola y=ax^2+bx+c | [11 empty] | 0 |  |  |  | 0 | 0 | 0 | 0 | 0 | 0 | 0 | #VALUE! | #VALUE! | Calculations of the coefficients a,b, and c of the best-fit parabola y=ax^2+bx+c
[11 empty] | 0 | 0 | 0 | 0 | 0 | 0 | 0 | sums | sumx | sumy | sumxy | sumx2 | sumx3 | ssr | sumx2y |  |  |  |  | 0 |  |  |  | 0 | 0 | 0 | 0 | 0 | 0 | 0 | #VALUE! | #VALUE! | sums | sumx | sumy | sumxy | sumx2 | sumx3 | sumx4 | sumx2y |  |  |  |  | 0 |  |  |  | 0 | 0 | 0 | 0 | 0 | 0 | 0 | #VALUE! | #VALUE! | sums | sumx | sumy | sumxy | sumx2 | sumx3 | sumx4 | sumx2y
[11 empty] | 0 | 0 | 0 | 0 | 0 | 0 | 0 |  | ?X | ?Y | ?(X*Y) | ?(X*X) | ?(X^3) | ?(X^4) | ?(X^2)*y |  |  |  |  | 0 |  |  |  | 0 | 0 | 0 | 0 | 0 | 0 | 0 | #VALUE! | #VALUE! |  | ?X | ?Y | ?(X*Y) | ?(X*X) | ?(X^3) | ?(X^4) | ?(X^2)*y |  |  |  |  | 0 |  |  |  | 0 | 0 | 0 | 0 | 0 | 0 | 0 | #VALUE! | #VALUE! |  | ?X | ?Y | ?(X*Y) | ?(X*X) | ?(X^3) | ?(X^4) | ?(X^2)*y
[11 empty] | 0 | 0 | 0 | 0 | 0 | 0 | 0 |  | 45 | 408.22 | 2484.36 | 285 | 2025 | 15333 | 17218.88 |  |  |  |  | 0 |  |  |  | 0 | 0 | 0 | 0 | 0 | 0 | 0 | #VALUE! | #VALUE! |  | 41 | 379.32 | 2203.16 | 245 | 1601 | 10997 | 14160.28 |  |  |  |  | 0 |  |  |  | 0 | 0 | 0 | 0 | 0 | 0 | 0 | #VALUE! | #VALUE! |  | 41 | 376.22 | 2198.86 | 251 | 1745 | 13187 | 14785.38
[11 empty] | 0 | 0 | 0 | 0 | 0 | 0 | 0 | n | 9 | (number of points (n) | [9 empty] | 0 |  |  |  | 0 | 0 | 0 | 0 | 0 | 0 | 0 | #VALUE! | #VALUE! | n | 11 | (number of points (n) | [9 empty] | 0 |  |  |  | 0 | 0 | 0 | 0 | 0 | 0 | 0 | #VALUE! | #VALUE! | n | 11 | (number of points (n)
[11 empty] | 0 | 0 | 0 | 0 | 0 | 0 | 0 | [12 empty] | 0 |  |  |  | 0 | 0 | 0 | 0 | 0 | 0 | 0 | #VALUE! | #VALUE! | [12 empty] | 0 |  |  |  | 0 | 0 | 0 | 0 | 0 | 0 | 0 | #VALUE! | #VALUE!
[11 empty] | 0 | 0 | 0 | 0 | 0 | 0 | 0 | D | 166320 | Denominator (D) | [9 empty] | 0 |  |  |  | 0 | 0 | 0 | 0 | 0 | 0 | 0 | #VALUE! | #VALUE! | D | 151584 | Denominator (D) | [9 empty] | 0 |  |  |  | 0 | 0 | 0 | 0 | 0 | 0 | 0 | #VALUE! | #VALUE! | D | 319200 | Denominator (D)
[11 empty] | 0 | 0 | 0 | 0 | 0 | 0 | 0 | a= | -0.45677 | -0.45677 | [9 empty] | 0 |  |  |  | 0 | 0 | 0 | 0 | 0 | 0 | 0 | #VALUE! | #VALUE! | a= | -0.42447 | -0.42447 | [9 empty] | 0 |  |  |  | 0 | 0 | 0 | 0 | 0 | 0 | 0 | #VALUE! | #VALUE! | a= | -0.45193 | -0.45193
[11 empty] | 0 | 0 | 0 | 0 | 0 | 0 | 0 | b= | 11.9554 | [10 empty] | 0 |  |  |  | 0 | 0 | 0 | 0 | 0 | 0 | 0 |  | #VALUE! | b= | 11.696 | [10 empty] | 0 |  |  |  | 0 | 0 | 0 | 0 | 0 | 0 | 0 |  | #VALUE! | b= | 11.7845
[11 empty] | 0 | 0 | 0 | 0 | 0 | 0 | 0 | c= | 0.045238 | [10 empty] | 0 |  |  |  | 0 | 0 | 0 | 0 | 0 | 0 | 0 |  | #VALUE! | c= | 0.41991 | [10 empty] | 0 |  |  |  | 0 | 0 | 0 | 0 | 0 | 0 | 0 |  | #VALUE! | c= | 0.72094
|  |  | Average deviation of concentrations: | #DIV/0! | R2 = | 0.99489 |  |  |  |  | 0 | 0 | 0 | 0 | 0 | 0 | 0 | y= | -0.45677 | X^2 | + | 11.9554 | x | + | 0.045238 |  |  |  |  | 0 |  |  |  | 0 | 0 | 0 | 0 | 0 | 0 | 0 |  | #VALUE! | y= | -0.42447 | X^2 | + | 11.696 | x | + | 0.41991 |  |  |  |  | 0 |  |  |  | 0 | 0 | 0 | 0 | 0 | 0 | 0 |  | #VALUE! | y= | -0.45193 | X^2 | + | 11.7845 | x | + | 0.72094
[11 empty] | 0 | 0 | 0 | 0 | 0 | 0 | 0 | R2= | 0.99489 | [10 empty] | 0 |  |  |  | 0 | 0 | 0 | 0 | 0 | 0 | 0 |  | #VALUE! | R2= | 0.99557 | [10 empty] | 0 |  |  |  | 0 | 0 | 0 | 0 | 0 | 0 | 0 |  | #VALUE! | R2= | 0
[11 empty] | 0 | 0 | 0 | 0 | 0 | 0 | 0 | [12 empty] | 0 |  |  |  | 0 | 0 | 0 | 0 | 0 | 0 | 0 |  | #VALUE! | [12 empty] | 0 |  |  |  | 0 | 0 | 0 | 0 | 0 | 0 | 0 |  | #VALUE!
[11 empty] | 0 | 0 | 0 | 0 | 0 | 0 | 0 |  | Calculation of R2 | [5 empty] | R2 =1-(?(Y-PredY)^2/?(meanY-PredY)^2) |  |  |  |  | 0 |  |  |  | 0 | 0 | 0 | 0 | 0 | 0 | 0 |  | #VALUE! |  | Calculation of R2 | [10 empty] | 0 |  |  |  | 0 | 0 | 0 | 0 | 0 | 0 | 0 |  | #VALUE! |  | Calculation of R2
[11 empty] | 0 | 0 | 0 | 0 | 0 | 0 | 0 |  | ?(Y-meany)^2 | PredY |  | ?(Y-PredY)^2 |  | ?(meanY-PredY)^2 | [5 empty] | 0 |  |  |  | 0 | 0 | 0 | 0 | 0 | 0 | 0 |  | #VALUE! |  | ?(Y-meany)^2 | PredY |  | ?(Y-PredY)^2 |  | ?(meanY-PredY)^2 |  | R2 =1-(?(Y-PredY)^2/?(meanY-PredY)^2) |  |  |  | 0 |  |  |  | 0 | 0 | 0 | 0 | 0 | 0 | 0 |  | #VALUE! |  | ?(Y-meany)^2 | PredY |  | ?(Y-PredY)^2 |  | ?(meanY-PredY)^2 |  | R2 =1-(?(Y-PredY)^2/?(meanY-PredY)^2)
[11 empty] | 0 | 0 | 0 | 0 | 0 | 0 | 0 |  | 1215.0647 | 11.5439 |  | 1.0897 |  | 1143.3798 |  | 0.99489 |  |  |  | 0 |  |  |  | 0 | 0 | 0 | 0 | 0 | 0 | 0 |  | #VALUE! |  | 325.6822 | 22.114 |  | 3.9442 |  | 540.273 |  | 0.99557 |  |  |  | 0 |  |  |  | 0 | 0 | 0 | 0 | 0 | 0 | 0 |  | #VALUE! |  | 313.3687 | 22.4823 |  | 2.6171 |  | 523.2893 |  | #DIV/0!
[11 empty] | 0 | 0 | 0 | 0 | 0 | 0 | 0 |  | 451.8931 | 22.129 |  | 3.885 |  | 539.5775 | [5 empty] | 0 |  |  |  | 0 | 0 | 0 | 0 | 0 | 0 | 0 |  | #VALUE! |  | 122.0288 | 31.6877 |  | 0.34533 |  | 186.8724 | [5 empty] | 0 |  |  |  | 0 | 0 | 0 | 0 | 0 | 0 | 0 |  | #VALUE! |  | 114.5376 | 32.0071 |  | 0.8229 |  | 178.2395
[11 empty] | 0 | 0 | 0 | 0 | 0 | 0 | 0 |  | 203.2842 | 31.8005 |  | 0.49072 |  | 183.7995 | [5 empty] | 0 |  |  |  | 0 | 0 | 0 | 0 | 0 | 0 | 0 |  | #VALUE! |  | 122.0288 | 31.6877 |  | 0.34533 |  | 186.8724 | [5 empty] | 0 |  |  |  | 0 | 0 | 0 | 0 | 0 | 0 | 0 |  | #VALUE! |  | 0.091338 | 40.6282 |  | 0.76009 |  | 22.3692
[11 empty] | 0 | 0 | 0 | 0 | 0 | 0 | 0 |  | 14.8824 | 40.5585 |  | 0.88642 |  | 23.033 | [5 empty] | 0 |  |  |  | 0 | 0 | 0 | 0 | 0 | 0 | 0 |  | #VALUE! |  | 14.8482 | 48.2881 |  | 5.2356 |  | 8.587 | [5 empty] | 0 |  |  |  | 0 | 0 | 0 | 0 | 0 | 0 | 0 |  | #VALUE! |  | 0.091338 | 40.6282 |  | 0.76009 |  | 22.3692
[11 empty] | 0 | 0 | 0 | 0 | 0 | 0 | 0 |  | 0.41245 | 48.4029 |  | 5.7741 |  | 9.273 | [5 empty] | 0 |  |  |  | 0 | 0 | 0 | 0 | 0 | 0 | 0 |  | #VALUE! |  | 189.1542 | 55.315 |  | 0.34224 |  | 99.146 | [5 empty] | 0 |  |  |  | 0 | 0 | 0 | 0 | 0 | 0 | 0 |  | #VALUE! |  | 17.6213 | 48.3453 |  | 5.5006 |  | 8.9256
[11 empty] | 0 | 0 | 0 | 0 | 0 | 0 | 0 |  | 111.1384 | 55.3338 |  | 0.32054 |  | 99.5217 | [5 empty] | 0 |  |  |  | 0 | 0 | 0 | 0 | 0 | 0 | 0 |  | #VALUE! |  | 434.8615 | 61.4929 |  | 2.2714 |  | 260.342 | [5 empty] | 0 |  |  |  | 0 | 0 | 0 | 0 | 0 | 0 | 0 |  | #VALUE! |  | 198.7473 | 55.1587 |  | 0.54957 |  | 96.0575
[11 empty] | 0 | 0 | 0 | 0 | 0 | 0 | 0 |  | 311.248 | 61.3512 |  | 2.7186 |  | 255.7888 | [5 empty] | 0 |  |  |  | 0 | 0 | 0 | 0 | 0 | 0 | 0 |  | #VALUE! |  | 434.8615 | 61.4929 |  | 2.2714 |  | 260.342 | [5 empty] | 0 |  |  |  | 0 | 0 | 0 | 0 | 0 | 0 | 0 |  | #VALUE! |  | 543.7188 | 66.0738 |  | 0.90967 |  | 429.1522
[11 empty] | 0 | 0 | 0 | 0 | 0 | 0 | 0 |  | 390.5454 | 66.455 |  | 1.7821 |  | 445.0915 | [5 empty] | 0 |  |  |  | 0 | 0 | 0 | 0 | 0 | 0 | 0 |  | #VALUE! |  | 527.774 | 66.8219 |  | 2.8964 |  | 460.7073 | [5 empty] | 0 |  |  |  | 0 | 0 | 0 | 0 | 0 | 0 | 0 |  | #VALUE! |  | 852.5102 | 70.1755 |  | 0.67974 |  | 615.9212
[11 empty] | 0 | 0 | 0 | 0 | 0 | 0 | 0 |  | 657.5236 | 70.6452 |  | 0.12587 |  | 639.4543 | [5 empty] | 0 |  |  |  | 0 | 0 | 0 | 0 | 0 | 0 | 0 |  | #VALUE! |  | 1776.3415 | 0.41991 |  | 0.17633 |  | 2019.4118 | [5 empty] | 0 |  |  |  | 0 | 0 | 0 | 0 | 0 | 0 | 0 |  | #VALUE! |  | 1747.4258 | 0.72094 |  | 0.51976 |  | 1992.4469
[11 empty] | 0 | 0 | 0 | 0 | 0 | 0 | 0 |  | 0 | 0 |  | 0 |  | 0 | [5 empty] | 0 |  |  |  | 0 | 0 | 0 | 0 | 0 | 0 | 0 |  | #VALUE! |  | 0 | 0 |  | 0 |  | 0 | [5 empty] | 0 |  |  |  | 0 | 0 | 0 | 0 | 0 | 0 | 0 |  | #VALUE! |  | 0 | 0 |  | 0 |  | 0
[11 empty] | 0 | 0 | 0 | 0 | 0 | 0 | 0 |  | 0 | 0 |  | 0 |  | 0 | [5 empty] | 0 |  |  |  | 0 | 0 | 0 | 0 | 0 | 0 | 0 |  | #VALUE! |  | 0 | 0 |  | 0 |  | 0 | [5 empty] | 0 |  |  |  | 0 | 0 | 0 | 0 | 0 | 0 | 0 |  | #VALUE! |  | 0 | 0 |  | 0 |  | 0
[11 empty] | 0 | 0 | 0 | 0 | 0 | 0 | 0 |  | 0 | 0 |  | 0 |  | 0 | [5 empty] | 0 |  |  |  | 0 | 0 | 0 | 0 | 0 | 0 | 0 |  | #VALUE! |  | 0 | 0 |  | 0 |  | 0 | [5 empty] | 0 |  |  |  | 0 | 0 | 0 | 0 | 0 | 0 | 0 |  | #VALUE! |  | 0 | 0 |  | 0 |  | 0
[11 empty] | 0 | 0 | 0 | 0 | 0 | 0 | 0 |  | 0 | 0 |  | 0 |  | 0 | [5 empty] | 0 |  |  |  | 0 | 0 | 0 | 0 | 0 | 0 | 0 |  | #VALUE! |  | 0 | 0 |  | 0 |  | 0 | [5 empty] | 0 |  |  |  | 0 | 0 | 0 | 0 | 0 | 0 | 0 |  | #VALUE! |  | 0 | 0 |  | 0 |  | 0
[11 empty] | 0 | 0 | 0 | 0 | 0 | 0 | 0 |  | 0 | 0 |  | 0 |  | 0 | [5 empty] | 0 |  |  |  | 0 | 0 | 0 | 0 | 0 | 0 | 0 |  | #VALUE! |  | 0 | 0 |  | 0 |  | 0 | [5 empty] | 0 |  |  |  | 0 | 0 | 0 | 0 | 0 | 0 | 0 |  | #VALUE! |  | 0 | 0 |  | 0 |  | 0
[19 empty] | 0 | 0 |  | 0 |  | 0 | [19 empty] | 0 | 0 |  | 0 |  | 0 | [19 empty] | 0 | 0 |  | 0 |  | 0
[19 empty] | 0 | 0 |  | 0 |  | 0 | [19 empty] | 0 | 0 |  | 0 |  | 0 | [19 empty] | 0 | 0 |  | 0 |  | 0
[19 empty] | 0 | 0 |  | 0 |  | 0 | [19 empty] | 0 | 0 |  | 0 |  | 0 | [19 empty] | 0 | 0 |  | 0 |  | 0
[19 empty] | 0 | 0 |  | 0 |  | 0 | [19 empty] | 0 | 0 |  | 0 |  | 0 | [19 empty] | 0 | 0 |  | 0 |  | 0
[19 empty] | 0 | 0 |  | 0 |  | 0 | [19 empty] | 0 | 0 |  | 0 |  | 0 | [19 empty] | 0 | 0 |  | 0 |  | 0
[19 empty] | 0 | 0 |  | 0 |  | 0 | [19 empty] | 0 | 0 |  | 0 |  | 0 | [19 empty] | 0 | 0 |  | 0 |  | 0
[19 empty] | 0 | 0 |  | 0 |  | 0 | [19 empty] | 0 | 0 |  | 0 |  | 0 | [19 empty] | 0 | 0 |  | 0 |  | 0
[19 empty] | 0 | 0 |  | 0 |  | 0 | [19 empty] | 0 | 0 |  | 0 |  | 0 | [19 empty] | 0 | 0 |  | 0 |  | 0
[19 empty] | 0 | 0 |  | 0 |  | 0 | [19 empty] | 0 | 0 |  | 0 |  | 0 | [19 empty] | 0 | 0 |  | 0 |  | 0
[19 empty] | 0 | 0 |  | 0 |  | 0 | [19 empty] | 0 | 0 |  | 0 |  | 0 | [19 empty] | 0 | 0 |  | 0 |  | 0
[19 empty] | 0 | 0 |  | 0 |  | 0 | [19 empty] | 0 | 0 |  | 0 |  | 0 | [19 empty] | 0 | 0 |  | 0 |  | 0
[19 empty] | 0 | 0 |  | 0 |  | 0 | [19 empty] | 0 | 0 |  | 0 |  | 0 | [19 empty] | 0 | 0 |  | 0 |  | 0
[19 empty] | 0 | 0 |  | 0 |  | 0 | [19 empty] | 0 | 0 |  | 0 |  | 0 | [19 empty] | 0 | 0 |  | 0 |  | 0
[19 empty] | 0 | 0 |  | 0 |  | 0 | [19 empty] | 0 | 0 |  | 0 |  | 0 | [19 empty] | 0 | 0 |  | 0 |  | 0
[19 empty] | 0 | 0 |  | 0 |  | 0 | [19 empty] | 0 | 0 |  | 0 |  | 0 | [19 empty] | 0 | 0 |  | 0 |  | 0
[19 empty] | 0 | 0 |  | 0 |  | 0 | [19 empty] | 0 | 0 |  | 0 |  | 0 | [19 empty] | 0 | 0 |  | 0 |  | 0
[19 empty] | 0 | 0 |  | 0 |  | 0 | [19 empty] | 0 | 0 |  | 0 |  | 0 | [19 empty] | 0 | 0 |  | 0 |  | 0
[19 empty] | 0 | 0 |  | 0 |  | 0 | [19 empty] | 0 | 0 |  | 0 |  | 0 | [19 empty] | 0 | 0 |  | 0 |  | 0
[19 empty] | 0 | 0 |  | 0 |  | 0 | [19 empty] | 0 | 0 |  | 0 |  | 0 | [19 empty] | 0 | 0 |  | 0 |  | 0
[19 empty] | 0 | 0 |  | 0 |  | 0 | [19 empty] | 0 | 0 |  | 0 |  | 0 | [19 empty] | 0 | 0 |  | 0 |  | 0
[19 empty] | 0 | 0 |  | 0 |  | 0 | [19 empty] | 0 | 0 |  | 0 |  | 0 | [19 empty] | 0 | 0 |  | 0 |  | 0
[19 empty] | 0 | 0 |  | 0 |  | 0 | [19 empty] | 0 | 0 |  | 0 |  | 0 | [19 empty] | 0 | 0 |  | 0 |  | 0
[19 empty] | 3355.9924 | 408.22 |  | 17.0731 |  | 3338.9193 | [19 empty] | 3947.5808 | 379.32 |  | 17.8281 |  | 4022.5538 | [19 empty] | 3788.1124 | 376.22 |  | 13.1196 |  | 3888.7706
[19 empty] | © Tom O'Haver, Version 3, March 2014 | [24 empty] | © Tom O'Haver, Version 2.1, July 2011, expanded June 2013
[19 empty] | Rights granted for educational purposes | [24 empty] | Rights granted for educational purposes
[19 empty] | http://terpconnect.umd.edu/~toh/models/CalibrationCurve.html | [24 empty] | http://terpconnect.umd.edu/~toh/models/CalibrationCurve.html

## Sheet2
Data for fitted curve plot |  |  | Residual calculations
point | X | Ypredicted | Concentrations of the standards | Predicted readings | Actual-predicted | Residuals (% of max reading)
1 | 1 | 11.5439 | 1 | 11.5439 | 1.0439 | -0.014776
2 | 1.16 | 13.2989 | 2 | 22.129 | -1.971 | 0.0279
3 | 1.32 | 15.0305 | 3 | 31.8005 | 0.70051 | -0.0099159
4 | 1.48 | 16.7387 | 4 | 40.5585 | -0.9415 | 0.013327
5 | 1.64 | 18.4236 | 5 | 48.4029 | 2.4029 | -0.034014
6 | 1.8 | 20.085 | 6 | 55.3338 | -0.56616 | 0.0080142
7 | 1.96 | 21.7231 | 7 | 61.3512 | -1.6488 | 0.023339
8 | 2.12 | 23.3378 | 8 | 66.455 | 1.335 | -0.018897
9 | 2.28 | 24.9291 | 9 | 70.6452 | -0.35479 | 0.0050221
10 | 2.44 | 26.497 |  |  | #VALUE!
11 | 2.6 | 28.0415 |  |  | #VALUE!
12 | 2.76 | 29.5627 |  |  | #VALUE!
13 | 2.92 | 31.0604 |  |  | #VALUE!
14 | 3.08 | 32.5348 |  |  | #VALUE!
15 | 3.24 | 33.9857 |  |  | #VALUE!
16 | 3.4 | 35.4133 |  |  | #VALUE!
17 | 3.56 | 36.8175 |  |  | #VALUE!
18 | 3.72 | 38.1984 |  |  | #VALUE!
19 | 3.88 | 39.5558 |  |  | #VALUE!
20 | 4.04 | 40.8898 |  |  | #VALUE!
21 | 4.2 | 42.2005 |  |  | #VALUE!
22 | 4.36 | 43.4877 |  |  | #VALUE!
23 | 4.52 | 44.7516 |  |  | #VALUE!
24 | 4.68 | 45.9921 |  |  | #VALUE!
25 | 4.84 | 47.2092 |  |  | #VALUE!
26 | 5 | 48.4029 |  |  | #VALUE!
27 | 5.16 | 49.5733 |  |  | #VALUE!
28 | 5.32 | 50.7202 |  |  | #VALUE!
29 | 5.48 | 51.8438 |  |  | #VALUE!
30 | 5.64 | 52.944 |  |  | #VALUE!
31 | 5.8 | 54.0207 |  |  | #VALUE!
32 | 5.96 | 55.0741 |  |  | #VALUE!
33 | 6.12 | 56.1042 |  |  | #VALUE!
34 | 6.28 | 57.1108 |  |  | #VALUE!
35 | 6.44 | 58.094 |  |  | #VALUE!
36 | 6.6 | 59.0539 |  |  | #VALUE!
37 | 6.76 | 59.9903 |  |  | #VALUE!
38 | 6.92 | 60.9034 |  |  | #VALUE!
39 | 7.08 | 61.7931 |  |  | #VALUE!
40 | 7.24 | 62.6594 |  |  | #VALUE!
41 | 7.4 | 63.5023 |  |  | #VALUE!
42 | 7.56 | 64.3219 |  |  | #VALUE!
43 | 7.72 | 65.118 |  |  | #VALUE!
44 | 7.88 | 65.8908 |  |  | #VALUE!
45 | 8.04 | 66.6401 |  |  | #VALUE!
46 | 8.2 | 67.3661
47 | 8.36 | 68.0687
48 | 8.52 | 68.7479
49 | 8.68 | 69.4037
50 | 9 | 70.6452

## Sheet3
bootstrap selection | Standards | Instrument readings | Reading of the unknown | Calculated concentration | X | Y | X*Y | X*X | X^3 | X^4 | X^2y
0.042913 | 1 | 10.5 | 0 |  | 1 | 10.5 | 10.5 | 1 | 1 | 1 | 10.5
0.50552 | 3 | 31.1 | 0 |  | 3 | 31.1 | 93.3 | 9 | 27 | 81 | 279.9
0.89079 | 4 | 41.5 | 0 |  | 4 | 41.5 | 166 | 16 | 64 | 256 | 664
0.25126 | 4 | 41.5 | 0 |  | 4 | 41.5 | 166 | 16 | 64 | 256 | 664
0.80834 | 6 | 55.9 | 0 |  | 6 | 55.9 | 335.4 | 36 | 216 | 1296 | 2012.4
0.55876 | 7 | 63 | 0 |  | 7 | 63 | 441 | 49 | 343 | 2401 | 3087
0.24966 | 7 | 63 | 0 |  | 7 | 63 | 441 | 49 | 343 | 2401 | 3087
0.12636 | 8 | 65.12 | 0 |  | 8 | 65.12 | 520.96 | 64 | 512 | 4096 | 4167.68
0.56654 | 0 | 0 | 0 |  | 0 | 0 | 0 | 0 | 0 | 0 | 0
0.93495 | 0 | 0 | 0 |  | 0 | 0 | 0 | 0 | 0 | 0 | 0
0.44036 | 0 | 0 | 0 |  | 0 | 0 | 0 | 0 | 0 | 0 | 0
0.9871 | 0 | 0 | 0 |  | 0 | 0 | 0 | 0 | 0 | 0 | 0
0.23046 | 0 | 0 | 0 |  | 0 | 0 | 0 | 0 | 0 | 0 | 0
0.36647 | 0 | 0 | 0 |  | 0 | 0 | 0 | 0 | 0 | 0 | 0
0.1784 | 0 | 0 | 0 |  | 0 | 0 | 0 | 0 | 0 | 0 | 0
0.66272 | 0 | 0 | 0 |  | 0 | 0 | 0 | 0 | 0 | 0 | 0
0.24089 | 0 | 0 | 0 |  | 0 | 0 | 0 | 0 | 0 | 0 | 0 | Calculations of the coefficients a,b, and c of the best-fit parabola y=ax^2+bx+c
0.40245 | 0 | 0 | 0 |  | 0 | 0 | 0 | 0 | 0 | 0 | 0 | sums | sumx | sumy | sumxy | sumx2 | sumx3 | sumx4 | sumx2y
0.79979 | 0 | 0 | 0 |  | 0 | 0 | 0 | 0 | 0 | 0 | 0 |  | ?X | ?Y | ?(X*Y) | ?(X*X) | ?(X^3) | ?(X^4) | ?(X^2)*y
0.98822 | 0 | 0 | 0 |  | 0 | 0 | 0 | 0 | 0 | 0 | 0 |  | 40 | 371.62 | 2174.16 | 240 | 1570 | 10788 | 13972.48
0.8268 | 0 | 0 | 0 |  | 0 | 0 | 0 | 0 | 0 | 0 | 0 | n | 9 | (number of points (n)
0.85611 | 0 | 0 | 0 |  | 0 | 0 | 0 | 0 | 0 | 0 | 0
0.33104 | 0 | 0 | 0 |  | 0 | 0 | 0 | 0 | 0 | 0 | 0 | D | 177180 | Denominator (D)
0.69311 | 0 | 0 | 0 |  | 0 | 0 | 0 | 0 | 0 | 0 | 0 | a= | -0.51886 | -0.51886
0.22829 | 0 | 0 | 0 |  | 0 | 0 | 0 | 0 | 0 | 0 | 0 | b= | 12.5948
0.28653 | 0 | 0 | 0 |  | 0 | 0 | 0 | 0 | 0 | 0 | 0 | c= | -0.84943
0.24336 | 0 | 0 | 0 |  | 0 | 0 | 0 | 0 | 0 | 0 | 0 | y= | -0.51886 | X^2 | + | 12.5948 | x | + | -0.84943
0.9225 | 0 | 0 | 0 |  | 0 | 0 | 0 | 0 | 0 | 0 | 0 | R2= | 0.99827
0.69807 | 0 | 0 | 0 |  | 0 | 0 | 0 | 0 | 0 | 0 | 0
0.78884 | 0 | 0 | 0 |  | 0 | 0 | 0 | 0 | 0 | 0 | 0 |  | Calculation of R2
0.69322 | 0 | 0 | 0 |  | 0 | 0 | 0 | 0 | 0 | 0 | 0 |  | ?(Y-meany)^2 | PredY |  | ?(Y-PredY)^2 |  | ?(meanY-PredY)^2
0.55974 | 0 | 0 | 0 |  | 0 | 0 | 0 | 0 | 0 | 0 | 0 |  | 948.0925 | 11.2265 |  | 0.5278 |  | 903.8809
0.04317 | 0 | 0 | 0 |  | 0 | 0 | 0 | 0 | 0 | 0 | 0 |  | 103.8587 | 32.2652 |  | 1.3577 |  | 81.4672
0.22921 | 0 | 0 | 0 |  | 0 | 0 | 0 | 0 | 0 | 0 | 0 |  | 0.043635 | 41.228 |  | 0.074009 |  | 0.0039888
0.42296 | 0 | 0 | 0 |  | 0 | 0 | 0 | 0 | 0 | 0 | 0 |  | 0.043635 | 41.228 |  | 0.074009 |  | 0.0039888
0.96889 | 0 | 0 | 0 |  | 0 | 0 | 0 | 0 | 0 | 0 | 0 |  | 213.4196 | 56.0403 |  | 0.019685 |  | 217.5386
0.71999 | 0 | 0 | 0 |  | 0 | 0 | 0 | 0 | 0 | 0 | 0 |  | 471.2759 | 61.8899 |  | 1.2323 |  | 424.3097
0.84327 | 0 | 0 | 0 |  | 0 | 0 | 0 | 0 | 0 | 0 | 0 |  | 471.2759 | 61.8899 |  | 1.2323 |  | 424.3097
0.93938 | 0 | 0 | 0 |  | 0 | 0 | 0 | 0 | 0 | 0 | 0 |  | 567.8159 | 66.7018 |  | 2.5019 |  | 645.7007
0.92633 | 0 | 0 | 0 |  | 0 | 0 | 0 | 0 | 0 | 0 | 0 |  | 1704.9559 | -0.84943 |  | 0.72154 |  | 1775.8256
0.64123 | 0 | 0 | 0 |  | 0 | 0 | 0 | 0 | 0 | 0 | 0 |  | 0 | 0 |  | 0 |  | 0
0.76015 | 0 | 0 | 0 |  | 0 | 0 | 0 | 0 | 0 | 0 | 0 |  | 0 | 0 |  | 0 |  | 0
0.31231 | 0 | 0 | 0 |  | 0 | 0 | 0 | 0 | 0 | 0 | 0 |  | 0 | 0 |  | 0 |  | 0
0.67773 | 0 | 0 | 0 |  | 0 | 0 | 0 | 0 | 0 | 0 | 0 |  | 0 | 0 |  | 0 |  | 0
0.04552 | 0 | 0 | 0 |  | 0 | 0 | 0 | 0 | 0 | 0 | 0 |  | 0 | 0 |  | 0 |  | 0
[13 empty] | 0 | 0 |  | 0 |  | 0
[13 empty] | 0 | 0 |  | 0 |  | 0
[13 empty] | 0 | 0 |  | 0 |  | 0
[13 empty] | 0 | 0 |  | 0 |  | 0
[13 empty] | 0 | 0 |  | 0 |  | 0
[13 empty] | 0 | 0 |  | 0 |  | 0
[13 empty] | 0 | 0 |  | 0 |  | 0
[13 empty] | 0 | 0 |  | 0 |  | 0
[13 empty] | 0 | 0 |  | 0 |  | 0
[13 empty] | 0 | 0 |  | 0 |  | 0
[13 empty] | 0 | 0 |  | 0 |  | 0
[13 empty] | 0 | 0 |  | 0 |  | 0
[13 empty] | 0 | 0 |  | 0 |  | 0
[13 empty] | 0 | 0 |  | 0 |  | 0
[13 empty] | 0 | 0 |  | 0 |  | 0
[13 empty] | 0 | 0 |  | 0 |  | 0
[13 empty] | 0 | 0 |  | 0 |  | 0
[13 empty] | 0 | 0 |  | 0 |  | 0
[13 empty] | 0 | 0 |  | 0 |  | 0
[13 empty] | 0 | 0 |  | 0 |  | 0
[13 empty] | 0 | 0 |  | 0 |  | 0
[13 empty] | 0 | 0 |  | 0 |  | 0
[13 empty] | 4480.7817 | 371.62 |  | 7.7414 |  | 4473.0403

## Sheet4
bootstrap selection | Standards | Instrument readings | Reading of the unknown | Calculated concentration | X | Y | X*Y | X*X | X^3 | X^4 | X^2y
0.77371 | 2 | 24.1 | 0 |  | 2 | 24.1 | 48.2 | 4 | 8 | 16 | 96.4
0.67886 | 3 | 31.1 | 0 |  | 3 | 31.1 | 93.3 | 9 | 27 | 81 | 279.9
0.12279 | 3 | 31.1 | 0 |  | 3 | 31.1 | 93.3 | 9 | 27 | 81 | 279.9
0.76284 | 5 | 46 | 0 |  | 5 | 46 | 230 | 25 | 125 | 625 | 1150
0.072171 | 5 | 46 | 0 |  | 5 | 46 | 230 | 25 | 125 | 625 | 1150
0.57598 | 7 | 63 | 0 |  | 7 | 63 | 441 | 49 | 343 | 2401 | 3087
0.006909 | 7 | 63 | 0 |  | 7 | 63 | 441 | 49 | 343 | 2401 | 3087
0.35218 | 8 | 65.12 | 0 |  | 8 | 65.12 | 520.96 | 64 | 512 | 4096 | 4167.68
0.87874 | 0 | 0 | 0 |  | 0 | 0 | 0 | 0 | 0 | 0 | 0
0.86744 | 0 | 0 | 0 |  | 0 | 0 | 0 | 0 | 0 | 0 | 0
0.035952 | 0 | 0 | 0 |  | 0 | 0 | 0 | 0 | 0 | 0 | 0
0.42109 | 0 | 0 | 0 |  | 0 | 0 | 0 | 0 | 0 | 0 | 0
0.67528 | 0 | 0 | 0 |  | 0 | 0 | 0 | 0 | 0 | 0 | 0
0.47382 | 0 | 0 | 0 |  | 0 | 0 | 0 | 0 | 0 | 0 | 0
0.1647 | 0 | 0 | 0 |  | 0 | 0 | 0 | 0 | 0 | 0 | 0
0.66305 | 0 | 0 | 0 |  | 0 | 0 | 0 | 0 | 0 | 0 | 0
0.99921 | 0 | 0 | 0 |  | 0 | 0 | 0 | 0 | 0 | 0 | 0 | Calculations of the coefficients a,b, and c of the best-fit parabola y=ax^2+bx+c
0.70825 | 0 | 0 | 0 |  | 0 | 0 | 0 | 0 | 0 | 0 | 0 | sums | sumx | sumy | sumxy | sumx2 | sumx3 | sumx4 | sumx2y
0.52856 | 0 | 0 | 0 |  | 0 | 0 | 0 | 0 | 0 | 0 | 0 |  | ?X | ?Y | ?(X*Y) | ?(X*X) | ?(X^3) | ?(X^4) | ?(X^2)*y
0.51164 | 0 | 0 | 0 |  | 0 | 0 | 0 | 0 | 0 | 0 | 0 |  | 40 | 369.42 | 2097.76 | 234 | 1510 | 10326 | 13297.88
0.22609 | 0 | 0 | 0 |  | 0 | 0 | 0 | 0 | 0 | 0 | 0 | n | 9 | (number of points (n)
0.11969 | 0 | 0 | 0 |  | 0 | 0 | 0 | 0 | 0 | 0 | 0
0.88954 | 0 | 0 | 0 |  | 0 | 0 | 0 | 0 | 0 | 0 | 0 | D | 158352 | Denominator (D)
0.19862 | 0 | 0 | 0 |  | 0 | 0 | 0 | 0 | 0 | 0 | 0 | a= | -0.37758 | -0.37758
0.30222 | 0 | 0 | 0 |  | 0 | 0 | 0 | 0 | 0 | 0 | 0 | b= | 11.2653
0.26893 | 0 | 0 | 0 |  | 0 | 0 | 0 | 0 | 0 | 0 | 0 | c= | 0.79605
0.096202 | 0 | 0 | 0 |  | 0 | 0 | 0 | 0 | 0 | 0 | 0 | y= | -0.37758 | X^2 | + | 11.2653 | x | + | 0.79605
0.13712 | 0 | 0 | 0 |  | 0 | 0 | 0 | 0 | 0 | 0 | 0 | R2= | 0.99438
0.89872 | 0 | 0 | 0 |  | 0 | 0 | 0 | 0 | 0 | 0 | 0
0.13621 | 0 | 0 | 0 |  | 0 | 0 | 0 | 0 | 0 | 0 | 0 |  | Calculation of R2
0.042512 | 0 | 0 | 0 |  | 0 | 0 | 0 | 0 | 0 | 0 | 0 |  | ?(Y-meany)^2 | PredY |  | ?(Y-PredY)^2 |  | ?(meanY-PredY)^2
0.61006 | 0 | 0 | 0 |  | 0 | 0 | 0 | 0 | 0 | 0 | 0 |  | 287.1895 | 21.8162 |  | 5.2157 |  | 369.8102
0.94962 | 0 | 0 | 0 |  | 0 | 0 | 0 | 0 | 0 | 0 | 0 |  | 98.9362 | 31.1936 |  | 0.0087519 |  | 97.0839
0.23492 | 0 | 0 | 0 |  | 0 | 0 | 0 | 0 | 0 | 0 | 0 |  | 98.9362 | 31.1936 |  | 0.0087519 |  | 97.0839
0.92728 | 0 | 0 | 0 |  | 0 | 0 | 0 | 0 | 0 | 0 | 0 |  | 24.5355 | 47.6827 |  | 2.8316 |  | 44.0372
0.029709 | 0 | 0 | 0 |  | 0 | 0 | 0 | 0 | 0 | 0 | 0 |  | 24.5355 | 47.6827 |  | 2.8316 |  | 44.0372
0.75017 | 0 | 0 | 0 |  | 0 | 0 | 0 | 0 | 0 | 0 | 0 |  | 481.9488 | 61.1512 |  | 3.418 |  | 404.1934
0.6507 | 0 | 0 | 0 |  | 0 | 0 | 0 | 0 | 0 | 0 | 0 |  | 481.9488 | 61.1512 |  | 3.418 |  | 404.1934
0.11241 | 0 | 0 | 0 |  | 0 | 0 | 0 | 0 | 0 | 0 | 0 |  | 579.5254 | 66.7527 |  | 2.6658 |  | 660.8018
0.34629 | 0 | 0 | 0 |  | 0 | 0 | 0 | 0 | 0 | 0 | 0 |  | 1684.8288 | 0.79605 |  | 0.63369 |  | 1620.1122
0.89676 | 0 | 0 | 0 |  | 0 | 0 | 0 | 0 | 0 | 0 | 0 |  | 0 | 0 |  | 0 |  | 0
0.41551 | 0 | 0 | 0 |  | 0 | 0 | 0 | 0 | 0 | 0 | 0 |  | 0 | 0 |  | 0 |  | 0
0.76946 | 0 | 0 | 0 |  | 0 | 0 | 0 | 0 | 0 | 0 | 0 |  | 0 | 0 |  | 0 |  | 0
0.55592 | 0 | 0 | 0 |  | 0 | 0 | 0 | 0 | 0 | 0 | 0 |  | 0 | 0 |  | 0 |  | 0
0.93097 | 0 | 0 | 0 |  | 0 | 0 | 0 | 0 | 0 | 0 | 0 |  | 0 | 0 |  | 0 |  | 0
[13 empty] | 0 | 0 |  | 0 |  | 0
[13 empty] | 0 | 0 |  | 0 |  | 0
[13 empty] | 0 | 0 |  | 0 |  | 0
[13 empty] | 0 | 0 |  | 0 |  | 0
[13 empty] | 0 | 0 |  | 0 |  | 0
[13 empty] | 0 | 0 |  | 0 |  | 0
[13 empty] | 0 | 0 |  | 0 |  | 0
[13 empty] | 0 | 0 |  | 0 |  | 0
[13 empty] | 0 | 0 |  | 0 |  | 0
[13 empty] | 0 | 0 |  | 0 |  | 0
[13 empty] | 0 | 0 |  | 0 |  | 0
[13 empty] | 0 | 0 |  | 0 |  | 0
[13 empty] | 0 | 0 |  | 0 |  | 0
[13 empty] | 0 | 0 |  | 0 |  | 0
[13 empty] | 0 | 0 |  | 0 |  | 0
[13 empty] | 0 | 0 |  | 0 |  | 0
[13 empty] | 0 | 0 |  | 0 |  | 0
[13 empty] | 0 | 0 |  | 0 |  | 0
[13 empty] | 0 | 0 |  | 0 |  | 0
[13 empty] | 0 | 0 |  | 0 |  | 0
[13 empty] | 0 | 0 |  | 0 |  | 0
[13 empty] | 0 | 0 |  | 0 |  | 0
[13 empty] | 3762.3848 | 369.42 |  | 21.0317 |  | 3741.3531

## Sheet5
bootstrap selection | Standards | Instrument readings | Reading of the unknown | Calculated concentration | X | Y | X*Y | X*X | X^3 | X^4 | X^2y
0.095295 | 1 | 10.5 | 0 |  | 1 | 10.5 | 10.5 | 1 | 1 | 1 | 10.5
0.63029 | 3 | 31.1 | 0 |  | 3 | 31.1 | 93.3 | 9 | 27 | 81 | 279.9
0.085353 | 3 | 31.1 | 0 |  | 3 | 31.1 | 93.3 | 9 | 27 | 81 | 279.9
0.7835 | 5 | 46 | 0 |  | 5 | 46 | 230 | 25 | 125 | 625 | 1150
0.23559 | 5 | 46 | 0 |  | 5 | 46 | 230 | 25 | 125 | 625 | 1150
0.18189 | 6 | 55.9 | 0 |  | 6 | 55.9 | 335.4 | 36 | 216 | 1296 | 2012.4
0.78469 | 8 | 65.12 | 0 |  | 8 | 65.12 | 520.96 | 64 | 512 | 4096 | 4167.68
0.084263 | 8 | 65.12 | 0 |  | 8 | 65.12 | 520.96 | 64 | 512 | 4096 | 4167.68
0.53366 | 0 | 0 | 0 |  | 0 | 0 | 0 | 0 | 0 | 0 | 0
0.38014 | 0 | 0 | 0 |  | 0 | 0 | 0 | 0 | 0 | 0 | 0
0.1165 | 0 | 0 | 0 |  | 0 | 0 | 0 | 0 | 0 | 0 | 0
0.32726 | 0 | 0 | 0 |  | 0 | 0 | 0 | 0 | 0 | 0 | 0
0.29034 | 0 | 0 | 0 |  | 0 | 0 | 0 | 0 | 0 | 0 | 0
0.96103 | 0 | 0 | 0 |  | 0 | 0 | 0 | 0 | 0 | 0 | 0
0.059151 | 0 | 0 | 0 |  | 0 | 0 | 0 | 0 | 0 | 0 | 0
0.71528 | 0 | 0 | 0 |  | 0 | 0 | 0 | 0 | 0 | 0 | 0
0.45534 | 0 | 0 | 0 |  | 0 | 0 | 0 | 0 | 0 | 0 | 0 | Calculations of the coefficients a,b, and c of the best-fit parabola y=ax^2+bx+c
0.4944 | 0 | 0 | 0 |  | 0 | 0 | 0 | 0 | 0 | 0 | 0 | sums | sumx | sumy | sumxy | sumx2 | sumx3 | sumx4 | sumx2y
0.41696 | 0 | 0 | 0 |  | 0 | 0 | 0 | 0 | 0 | 0 | 0 |  | ?X | ?Y | ?(X*Y) | ?(X*X) | ?(X^3) | ?(X^4) | ?(X^2)*y
0.87725 | 0 | 0 | 0 |  | 0 | 0 | 0 | 0 | 0 | 0 | 0 |  | 39 | 350.84 | 2034.42 | 233 | 1545 | 10901 | 13218.06
0.62477 | 0 | 0 | 0 |  | 0 | 0 | 0 | 0 | 0 | 0 | 0 | n | 9 | (number of points (n)
0.1654 | 0 | 0 | 0 |  | 0 | 0 | 0 | 0 | 0 | 0 | 0
0.57271 | 0 | 0 | 0 |  | 0 | 0 | 0 | 0 | 0 | 0 | 0 | D | 225244 | Denominator (D)
0.81848 | 0 | 0 | 0 |  | 0 | 0 | 0 | 0 | 0 | 0 | 0 | a= | -0.4223 | -0.4223
0.8692 | 0 | 0 | 0 |  | 0 | 0 | 0 | 0 | 0 | 0 | 0 | b= | 11.5654
0.54625 | 0 | 0 | 0 |  | 0 | 0 | 0 | 0 | 0 | 0 | 0 | c= | -0.20161
0.14434 | 0 | 0 | 0 |  | 0 | 0 | 0 | 0 | 0 | 0 | 0 | y= | -0.4223 | X^2 | + | 11.5654 | x | + | -0.20161
0.32879 | 0 | 0 | 0 |  | 0 | 0 | 0 | 0 | 0 | 0 | 0 | R2= | 0.99844
0.32788 | 0 | 0 | 0 |  | 0 | 0 | 0 | 0 | 0 | 0 | 0
0.25556 | 0 | 0 | 0 |  | 0 | 0 | 0 | 0 | 0 | 0 | 0 |  | Calculation of R2
0.83161 | 0 | 0 | 0 |  | 0 | 0 | 0 | 0 | 0 | 0 | 0 |  | ?(Y-meany)^2 | PredY |  | ?(Y-PredY)^2 |  | ?(meanY-PredY)^2
0.95123 | 0 | 0 | 0 |  | 0 | 0 | 0 | 0 | 0 | 0 | 0 |  | 811.237 | 10.9415 |  | 0.19493 |  | 786.2818
0.076048 | 0 | 0 | 0 |  | 0 | 0 | 0 | 0 | 0 | 0 | 0 |  | 62.1294 | 30.6939 |  | 0.16491 |  | 68.6961
0.0068433 | 0 | 0 | 0 |  | 0 | 0 | 0 | 0 | 0 | 0 | 0 |  | 62.1294 | 30.6939 |  | 0.16491 |  | 68.6961
0.068013 | 0 | 0 | 0 |  | 0 | 0 | 0 | 0 | 0 | 0 | 0 |  | 49.2492 | 47.0679 |  | 1.1404 |  | 65.378
0.72486 | 0 | 0 | 0 |  | 0 | 0 | 0 | 0 | 0 | 0 | 0 |  | 49.2492 | 47.0679 |  | 1.1404 |  | 65.378
0.80859 | 0 | 0 | 0 |  | 0 | 0 | 0 | 0 | 0 | 0 | 0 |  | 286.2112 | 53.988 |  | 3.6559 |  | 225.1721
0.18757 | 0 | 0 | 0 |  | 0 | 0 | 0 | 0 | 0 | 0 | 0 |  | 683.1834 | 65.2943 |  | 0.030372 |  | 692.3242
0.5916 | 0 | 0 | 0 |  | 0 | 0 | 0 | 0 | 0 | 0 | 0 |  | 683.1834 | 65.2943 |  | 0.030372 |  | 692.3242
0.4166 | 0 | 0 | 0 |  | 0 | 0 | 0 | 0 | 0 | 0 | 0 |  | 1519.6136 | -0.20161 |  | 0.040648 |  | 1535.3729
0.22715 | 0 | 0 | 0 |  | 0 | 0 | 0 | 0 | 0 | 0 | 0 |  | 0 | 0 |  | 0 |  | 0
0.09373 | 0 | 0 | 0 |  | 0 | 0 | 0 | 0 | 0 | 0 | 0 |  | 0 | 0 |  | 0 |  | 0
0.22412 | 0 | 0 | 0 |  | 0 | 0 | 0 | 0 | 0 | 0 | 0 |  | 0 | 0 |  | 0 |  | 0
0.44068 | 0 | 0 | 0 |  | 0 | 0 | 0 | 0 | 0 | 0 | 0 |  | 0 | 0 |  | 0 |  | 0
0.057569 | 0 | 0 | 0 |  | 0 | 0 | 0 | 0 | 0 | 0 | 0 |  | 0 | 0 |  | 0 |  | 0
[13 empty] | 0 | 0 |  | 0 |  | 0
[13 empty] | 0 | 0 |  | 0 |  | 0
[13 empty] | 0 | 0 |  | 0 |  | 0
[13 empty] | 0 | 0 |  | 0 |  | 0
[13 empty] | 0 | 0 |  | 0 |  | 0
[13 empty] | 0 | 0 |  | 0 |  | 0
[13 empty] | 0 | 0 |  | 0 |  | 0
[13 empty] | 0 | 0 |  | 0 |  | 0
[13 empty] | 0 | 0 |  | 0 |  | 0
[13 empty] | 0 | 0 |  | 0 |  | 0
[13 empty] | 0 | 0 |  | 0 |  | 0
[13 empty] | 0 | 0 |  | 0 |  | 0
[13 empty] | 0 | 0 |  | 0 |  | 0
[13 empty] | 0 | 0 |  | 0 |  | 0
[13 empty] | 0 | 0 |  | 0 |  | 0
[13 empty] | 0 | 0 |  | 0 |  | 0
[13 empty] | 0 | 0 |  | 0 |  | 0
[13 empty] | 0 | 0 |  | 0 |  | 0
[13 empty] | 0 | 0 |  | 0 |  | 0
[13 empty] | 0 | 0 |  | 0 |  | 0
[13 empty] | 0 | 0 |  | 0 |  | 0
[13 empty] | 0 | 0 |  | 0 |  | 0
[13 empty] | 4206.186 | 350.84 |  | 6.5628 |  | 4199.6232

## Sheet6
bootstrap selection | Standards | Instrument readings | Reading of the unknown | Calculated concentration | X | Y | X*Y | X*X | X^3 | X^4 | X^2y
0.71328 | 2 | 24.1 | 0 |  | 2 | 24.1 | 48.2 | 4 | 8 | 16 | 96.4
0.79412 | 3 | 31.1 | 0 |  | 3 | 31.1 | 93.3 | 9 | 27 | 81 | 279.9
0.22399 | 3 | 31.1 | 0 |  | 3 | 31.1 | 93.3 | 9 | 27 | 81 | 279.9
0.79641 | 5 | 46 | 0 |  | 5 | 46 | 230 | 25 | 125 | 625 | 1150
0.58602 | 6 | 55.9 | 0 |  | 6 | 55.9 | 335.4 | 36 | 216 | 1296 | 2012.4
0.84173 | 7 | 63 | 0 |  | 7 | 63 | 441 | 49 | 343 | 2401 | 3087
0.89361 | 8 | 65.12 | 0 |  | 8 | 65.12 | 520.96 | 64 | 512 | 4096 | 4167.68
0.070963 | 8 | 65.12 | 0 |  | 8 | 65.12 | 520.96 | 64 | 512 | 4096 | 4167.68
0.82354 | 0 | 0 | 0 |  | 0 | 0 | 0 | 0 | 0 | 0 | 0
0.90763 | 0 | 0 | 0 |  | 0 | 0 | 0 | 0 | 0 | 0 | 0
0.63748 | 0 | 0 | 0 |  | 0 | 0 | 0 | 0 | 0 | 0 | 0
0.79459 | 0 | 0 | 0 |  | 0 | 0 | 0 | 0 | 0 | 0 | 0
0.86964 | 0 | 0 | 0 |  | 0 | 0 | 0 | 0 | 0 | 0 | 0
0.93638 | 0 | 0 | 0 |  | 0 | 0 | 0 | 0 | 0 | 0 | 0
0.88446 | 0 | 0 | 0 |  | 0 | 0 | 0 | 0 | 0 | 0 | 0
0.091081 | 0 | 0 | 0 |  | 0 | 0 | 0 | 0 | 0 | 0 | 0
0.86763 | 0 | 0 | 0 |  | 0 | 0 | 0 | 0 | 0 | 0 | 0 | Calculations of the coefficients a,b, and c of the best-fit parabola y=ax^2+bx+c
0.26765 | 0 | 0 | 0 |  | 0 | 0 | 0 | 0 | 0 | 0 | 0 | sums | sumx | sumy | sumxy | sumx2 | sumx3 | sumx4 | sumx2y
0.12332 | 0 | 0 | 0 |  | 0 | 0 | 0 | 0 | 0 | 0 | 0 |  | ?X | ?Y | ?(X*Y) | ?(X*X) | ?(X^3) | ?(X^4) | ?(X^2)*y
0.50974 | 0 | 0 | 0 |  | 0 | 0 | 0 | 0 | 0 | 0 | 0 |  | 42 | 381.44 | 2283.12 | 260 | 1770 | 12692 | 15240.96
0.46872 | 0 | 0 | 0 |  | 0 | 0 | 0 | 0 | 0 | 0 | 0 | n | 9 | (number of points (n)
0.099338 | 0 | 0 | 0 |  | 0 | 0 | 0 | 0 | 0 | 0 | 0
0.12804 | 0 | 0 | 0 |  | 0 | 0 | 0 | 0 | 0 | 0 | 0 | D | 195292 | Denominator (D)
0.9445 | 0 | 0 | 0 |  | 0 | 0 | 0 | 0 | 0 | 0 | 0 | a= | -0.45436 | -0.45436
0.40058 | 0 | 0 | 0 |  | 0 | 0 | 0 | 0 | 0 | 0 | 0 | b= | 11.8124
0.4751 | 0 | 0 | 0 |  | 0 | 0 | 0 | 0 | 0 | 0 | 0 | c= | 0.38365
0.5785 | 0 | 0 | 0 |  | 0 | 0 | 0 | 0 | 0 | 0 | 0 | y= | -0.45436 | X^2 | + | 11.8124 | x | + | 0.38365
0.8393 | 0 | 0 | 0 |  | 0 | 0 | 0 | 0 | 0 | 0 | 0 | R2= | 0.9961
0.36999 | 0 | 0 | 0 |  | 0 | 0 | 0 | 0 | 0 | 0 | 0
0.6895 | 0 | 0 | 0 |  | 0 | 0 | 0 | 0 | 0 | 0 | 0 |  | Calculation of R2
0.072152 | 0 | 0 | 0 |  | 0 | 0 | 0 | 0 | 0 | 0 | 0 |  | ?(Y-meany)^2 | PredY |  | ?(Y-PredY)^2 |  | ?(meanY-PredY)^2
0.60472 | 0 | 0 | 0 |  | 0 | 0 | 0 | 0 | 0 | 0 | 0 |  | 334.2396 | 22.191 |  | 3.6443 |  | 407.6856
0.43945 | 0 | 0 | 0 |  | 0 | 0 | 0 | 0 | 0 | 0 | 0 |  | 127.2885 | 31.7316 |  | 0.39891 |  | 113.4359
0.90497 | 0 | 0 | 0 |  | 0 | 0 | 0 | 0 | 0 | 0 | 0 |  | 127.2885 | 31.7316 |  | 0.39891 |  | 113.4359
0.14845 | 0 | 0 | 0 |  | 0 | 0 | 0 | 0 | 0 | 0 | 0 |  | 13.0883 | 48.0866 |  | 4.3541 |  | 32.5403
0.62262 | 0 | 0 | 0 |  | 0 | 0 | 0 | 0 | 0 | 0 | 0 |  | 182.7303 | 54.9011 |  | 0.99784 |  | 156.7218
0.60883 | 0 | 0 | 0 |  | 0 | 0 | 0 | 0 | 0 | 0 | 0 |  | 425.0928 | 60.8068 |  | 4.8101 |  | 339.4654
0.99957 | 0 | 0 | 0 |  | 0 | 0 | 0 | 0 | 0 | 0 | 0 |  | 517.0065 | 65.8038 |  | 0.46761 |  | 548.5712
0.19057 | 0 | 0 | 0 |  | 0 | 0 | 0 | 0 | 0 | 0 | 0 |  | 517.0065 | 65.8038 |  | 0.46761 |  | 548.5712
0.88874 | 0 | 0 | 0 |  | 0 | 0 | 0 | 0 | 0 | 0 | 0 |  | 1796.2528 | 0.38365 |  | 0.14719 |  | 1763.8802
0.028067 | 0 | 0 | 0 |  | 0 | 0 | 0 | 0 | 0 | 0 | 0 |  | 0 | 0 |  | 0 |  | 0
0.93321 | 0 | 0 | 0 |  | 0 | 0 | 0 | 0 | 0 | 0 | 0 |  | 0 | 0 |  | 0 |  | 0
0.72276 | 0 | 0 | 0 |  | 0 | 0 | 0 | 0 | 0 | 0 | 0 |  | 0 | 0 |  | 0 |  | 0
0.98319 | 0 | 0 | 0 |  | 0 | 0 | 0 | 0 | 0 | 0 | 0 |  | 0 | 0 |  | 0 |  | 0
0.70147 | 0 | 0 | 0 |  | 0 | 0 | 0 | 0 | 0 | 0 | 0 |  | 0 | 0 |  | 0 |  | 0
[13 empty] | 0 | 0 |  | 0 |  | 0
[13 empty] | 0 | 0 |  | 0 |  | 0
[13 empty] | 0 | 0 |  | 0 |  | 0
[13 empty] | 0 | 0 |  | 0 |  | 0
[13 empty] | 0 | 0 |  | 0 |  | 0
[13 empty] | 0 | 0 |  | 0 |  | 0
[13 empty] | 0 | 0 |  | 0 |  | 0
[13 empty] | 0 | 0 |  | 0 |  | 0
[13 empty] | 0 | 0 |  | 0 |  | 0
[13 empty] | 0 | 0 |  | 0 |  | 0
[13 empty] | 0 | 0 |  | 0 |  | 0
[13 empty] | 0 | 0 |  | 0 |  | 0
[13 empty] | 0 | 0 |  | 0 |  | 0
[13 empty] | 0 | 0 |  | 0 |  | 0
[13 empty] | 0 | 0 |  | 0 |  | 0
[13 empty] | 0 | 0 |  | 0 |  | 0
[13 empty] | 0 | 0 |  | 0 |  | 0
[13 empty] | 0 | 0 |  | 0 |  | 0
[13 empty] | 0 | 0 |  | 0 |  | 0
[13 empty] | 0 | 0 |  | 0 |  | 0
[13 empty] | 0 | 0 |  | 0 |  | 0
[13 empty] | 0 | 0 |  | 0 |  | 0
[13 empty] | 4039.994 | 381.44 |  | 15.6865 |  | 4024.3075

## Sheet7
bootstrap selection | Standards | Instrument readings | Reading of the unknown | Calculated concentration | X | Y | X*Y | X*X | X^3 | X^4 | X^2y
0.082422 | 1 | 10.5 | 0 |  | 1 | 10.5 | 10.5 | 1 | 1 | 1 | 10.5
0.6055 | 3 | 31.1 | 0 |  | 3 | 31.1 | 93.3 | 9 | 27 | 81 | 279.9
0.51131 | 4 | 41.5 | 0 |  | 4 | 41.5 | 166 | 16 | 64 | 256 | 664
0.18994 | 4 | 41.5 | 0 |  | 4 | 41.5 | 166 | 16 | 64 | 256 | 664
0.992 | 6 | 55.9 | 0 |  | 6 | 55.9 | 335.4 | 36 | 216 | 1296 | 2012.4
0.20511 | 6 | 55.9 | 0 |  | 6 | 55.9 | 335.4 | 36 | 216 | 1296 | 2012.4
0.62287 | 8 | 65.12 | 0 |  | 8 | 65.12 | 520.96 | 64 | 512 | 4096 | 4167.68
0.74504 | 9 | 71 | 0 |  | 9 | 71 | 639 | 81 | 729 | 6561 | 5751
0.29077 | 9 | 71 | 0 |  | 9 | 71 | 639 | 81 | 729 | 6561 | 5751
0.44219 | 0 | 0 | 0 |  | 0 | 0 | 0 | 0 | 0 | 0 | 0
0.31332 | 0 | 0 | 0 |  | 0 | 0 | 0 | 0 | 0 | 0 | 0
0.49195 | 0 | 0 | 0 |  | 0 | 0 | 0 | 0 | 0 | 0 | 0
0.80463 | 0 | 0 | 0 |  | 0 | 0 | 0 | 0 | 0 | 0 | 0
0.98744 | 0 | 0 | 0 |  | 0 | 0 | 0 | 0 | 0 | 0 | 0
0.69391 | 0 | 0 | 0 |  | 0 | 0 | 0 | 0 | 0 | 0 | 0
0.59954 | 0 | 0 | 0 |  | 0 | 0 | 0 | 0 | 0 | 0 | 0
0.51893 | 0 | 0 | 0 |  | 0 | 0 | 0 | 0 | 0 | 0 | 0 | Calculations of the coefficients a,b, and c of the best-fit parabola y=ax^2+bx+c
0.45046 | 0 | 0 | 0 |  | 0 | 0 | 0 | 0 | 0 | 0 | 0 | sums | sumx | sumy | sumxy | sumx2 | sumx3 | sumx4 | sumx2y
0.25167 | 0 | 0 | 0 |  | 0 | 0 | 0 | 0 | 0 | 0 | 0 |  | ?X | ?Y | ?(X*Y) | ?(X*X) | ?(X^3) | ?(X^4) | ?(X^2)*y
0.9723 | 0 | 0 | 0 |  | 0 | 0 | 0 | 0 | 0 | 0 | 0 |  | 50 | 443.52 | 2905.56 | 340 | 2558 | 20404 | 21312.88
0.43856 | 0 | 0 | 0 |  | 0 | 0 | 0 | 0 | 0 | 0 | 0 | n | 9 | (number of points (n)
0.047195 | 0 | 0 | 0 |  | 0 | 0 | 0 | 0 | 0 | 0 | 0
0.78014 | 0 | 0 | 0 |  | 0 | 0 | 0 | 0 | 0 | 0 | 0 | D | 203964 | Denominator (D)
0.77946 | 0 | 0 | 0 |  | 0 | 0 | 0 | 0 | 0 | 0 | 0 | a= | -0.52349 | -0.52349
0.80528 | 0 | 0 | 0 |  | 0 | 0 | 0 | 0 | 0 | 0 | 0 | b= | 12.7259
0.28293 | 0 | 0 | 0 |  | 0 | 0 | 0 | 0 | 0 | 0 | 0 | c= | -1.6431
0.061548 | 0 | 0 | 0 |  | 0 | 0 | 0 | 0 | 0 | 0 | 0 | y= | -0.52349 | X^2 | + | 12.7259 | x | + | -1.6431
0.24796 | 0 | 0 | 0 |  | 0 | 0 | 0 | 0 | 0 | 0 | 0 | R2= | 0.99871
0.015373 | 0 | 0 | 0 |  | 0 | 0 | 0 | 0 | 0 | 0 | 0
0.64593 | 0 | 0 | 0 |  | 0 | 0 | 0 | 0 | 0 | 0 | 0 |  | Calculation of R2
0.94423 | 0 | 0 | 0 |  | 0 | 0 | 0 | 0 | 0 | 0 | 0 |  | ?(Y-meany)^2 | PredY |  | ?(Y-PredY)^2 |  | ?(meanY-PredY)^2
0.57637 | 0 | 0 | 0 |  | 0 | 0 | 0 | 0 | 0 | 0 | 0 |  | 1503.8884 | 10.5593 |  | 0.0035152 |  | 1499.2935
0.84737 | 0 | 0 | 0 |  | 0 | 0 | 0 | 0 | 0 | 0 | 0 |  | 330.5124 | 31.8232 |  | 0.52297 |  | 304.7409
0.2006 | 0 | 0 | 0 |  | 0 | 0 | 0 | 0 | 0 | 0 | 0 |  | 60.5284 | 40.8846 |  | 0.37867 |  | 70.4822
0.32511 | 0 | 0 | 0 |  | 0 | 0 | 0 | 0 | 0 | 0 | 0 |  | 60.5284 | 40.8846 |  | 0.37867 |  | 70.4822
0.6012 | 0 | 0 | 0 |  | 0 | 0 | 0 | 0 | 0 | 0 | 0 |  | 43.8244 | 55.8666 |  | 0.0011148 |  | 43.3835
0.86449 | 0 | 0 | 0 |  | 0 | 0 | 0 | 0 | 0 | 0 | 0 |  | 43.8244 | 55.8666 |  | 0.0011148 |  | 43.3835
0.84906 | 0 | 0 | 0 |  | 0 | 0 | 0 | 0 | 0 | 0 | 0 |  | 250.9056 | 66.6607 |  | 2.3736 |  | 302.0871
0.47543 | 0 | 0 | 0 |  | 0 | 0 | 0 | 0 | 0 | 0 | 0 |  | 471.7584 | 70.4872 |  | 0.26297 |  | 449.7452
0.4309 | 0 | 0 | 0 |  | 0 | 0 | 0 | 0 | 0 | 0 | 0 |  | 471.7584 | 70.4872 |  | 0.26297 |  | 449.7452
0.010808 | 0 | 0 | 0 |  | 0 | 0 | 0 | 0 | 0 | 0 | 0 |  | 0 | 0 |  | 0 |  | 0
0.24374 | 0 | 0 | 0 |  | 0 | 0 | 0 | 0 | 0 | 0 | 0 |  | 0 | 0 |  | 0 |  | 0
0.48521 | 0 | 0 | 0 |  | 0 | 0 | 0 | 0 | 0 | 0 | 0 |  | 0 | 0 |  | 0 |  | 0
0.6578 | 0 | 0 | 0 |  | 0 | 0 | 0 | 0 | 0 | 0 | 0 |  | 0 | 0 |  | 0 |  | 0
0.85576 | 0 | 0 | 0 |  | 0 | 0 | 0 | 0 | 0 | 0 | 0 |  | 0 | 0 |  | 0 |  | 0
[13 empty] | 0 | 0 |  | 0 |  | 0
[13 empty] | 0 | 0 |  | 0 |  | 0
[13 empty] | 0 | 0 |  | 0 |  | 0
[13 empty] | 0 | 0 |  | 0 |  | 0
[13 empty] | 0 | 0 |  | 0 |  | 0
[13 empty] | 0 | 0 |  | 0 |  | 0
[13 empty] | 0 | 0 |  | 0 |  | 0
[13 empty] | 0 | 0 |  | 0 |  | 0
[13 empty] | 0 | 0 |  | 0 |  | 0
[13 empty] | 0 | 0 |  | 0 |  | 0
[13 empty] | 0 | 0 |  | 0 |  | 0
[13 empty] | 0 | 0 |  | 0 |  | 0
[13 empty] | 0 | 0 |  | 0 |  | 0
[13 empty] | 0 | 0 |  | 0 |  | 0
[13 empty] | 0 | 0 |  | 0 |  | 0
[13 empty] | 0 | 0 |  | 0 |  | 0
[13 empty] | 0 | 0 |  | 0 |  | 0
[13 empty] | 0 | 0 |  | 0 |  | 0
[13 empty] | 0 | 0 |  | 0 |  | 0
[13 empty] | 0 | 0 |  | 0 |  | 0
[13 empty] | 0 | 0 |  | 0 |  | 0
[13 empty] | 0 | 0 |  | 0 |  | 0
[13 empty] | 3237.5288 | 443.52 |  | 4.1856 |  | 3233.3432

## Sheet8
bootstrap selection | Standards | Instrument readings | Reading of the unknown | Calculated concentration | X | Y | X*Y | X*X | X^3 | X^4 | X^2y
0.13254 | 1 | 10.5 | 0 |  | 1 | 10.5 | 10.5 | 1 | 1 | 1 | 10.5
0.26697 | 2 | 24.1 | 0 |  | 2 | 24.1 | 48.2 | 4 | 8 | 16 | 96.4
0.69622 | 4 | 41.5 | 0 |  | 4 | 41.5 | 166 | 16 | 64 | 256 | 664
0.69991 | 5 | 46 | 0 |  | 5 | 46 | 230 | 25 | 125 | 625 | 1150
0.92889 | 6 | 55.9 | 0 |  | 6 | 55.9 | 335.4 | 36 | 216 | 1296 | 2012.4
0.81426 | 7 | 63 | 0 |  | 7 | 63 | 441 | 49 | 343 | 2401 | 3087
0.11863 | 7 | 63 | 0 |  | 7 | 63 | 441 | 49 | 343 | 2401 | 3087
0.2465 | 8 | 65.12 | 0 |  | 8 | 65.12 | 520.96 | 64 | 512 | 4096 | 4167.68
0.9447 | 0 | 0 | 0 |  | 0 | 0 | 0 | 0 | 0 | 0 | 0
0.38185 | 0 | 0 | 0 |  | 0 | 0 | 0 | 0 | 0 | 0 | 0
0.24957 | 0 | 0 | 0 |  | 0 | 0 | 0 | 0 | 0 | 0 | 0
0.95446 | 0 | 0 | 0 |  | 0 | 0 | 0 | 0 | 0 | 0 | 0
0.81191 | 0 | 0 | 0 |  | 0 | 0 | 0 | 0 | 0 | 0 | 0
0.9953 | 0 | 0 | 0 |  | 0 | 0 | 0 | 0 | 0 | 0 | 0
0.17096 | 0 | 0 | 0 |  | 0 | 0 | 0 | 0 | 0 | 0 | 0
0.77646 | 0 | 0 | 0 |  | 0 | 0 | 0 | 0 | 0 | 0 | 0
0.80019 | 0 | 0 | 0 |  | 0 | 0 | 0 | 0 | 0 | 0 | 0 | Calculations of the coefficients a,b, and c of the best-fit parabola y=ax^2+bx+c
0.23558 | 0 | 0 | 0 |  | 0 | 0 | 0 | 0 | 0 | 0 | 0 | sums | sumx | sumy | sumxy | sumx2 | sumx3 | sumx4 | sumx2y
0.46089 | 0 | 0 | 0 |  | 0 | 0 | 0 | 0 | 0 | 0 | 0 |  | ?X | ?Y | ?(X*Y) | ?(X*X) | ?(X^3) | ?(X^4) | ?(X^2)*y
0.33191 | 0 | 0 | 0 |  | 0 | 0 | 0 | 0 | 0 | 0 | 0 |  | 40 | 369.12 | 2193.06 | 244 | 1612 | 11092 | 14274.98
0.38659 | 0 | 0 | 0 |  | 0 | 0 | 0 | 0 | 0 | 0 | 0 | n | 9 | (number of points (n)
0.52247 | 0 | 0 | 0 |  | 0 | 0 | 0 | 0 | 0 | 0 | 0
0.95974 | 0 | 0 | 0 |  | 0 | 0 | 0 | 0 | 0 | 0 | 0 | D | 163392 | Denominator (D)
0.30339 | 0 | 0 | 0 |  | 0 | 0 | 0 | 0 | 0 | 0 | 0 | a= | -0.48859 | -0.48859
0.20875 | 0 | 0 | 0 |  | 0 | 0 | 0 | 0 | 0 | 0 | 0 | b= | 12.2358
0.94211 | 0 | 0 | 0 |  | 0 | 0 | 0 | 0 | 0 | 0 | 0 | c= | -0.12199
0.74366 | 0 | 0 | 0 |  | 0 | 0 | 0 | 0 | 0 | 0 | 0 | y= | -0.48859 | X^2 | + | 12.2358 | x | + | -0.12199
0.79698 | 0 | 0 | 0 |  | 0 | 0 | 0 | 0 | 0 | 0 | 0 | R2= | 0.99606
0.89767 | 0 | 0 | 0 |  | 0 | 0 | 0 | 0 | 0 | 0 | 0
0.57868 | 0 | 0 | 0 |  | 0 | 0 | 0 | 0 | 0 | 0 | 0 |  | Calculation of R2
0.4619 | 0 | 0 | 0 |  | 0 | 0 | 0 | 0 | 0 | 0 | 0 |  | ?(Y-meany)^2 | PredY |  | ?(Y-PredY)^2 |  | ?(meanY-PredY)^2
0.9038 | 0 | 0 | 0 |  | 0 | 0 | 0 | 0 | 0 | 0 | 0 |  | 931.0635 | 11.6253 |  | 1.2662 |  | 863.6586
0.026758 | 0 | 0 | 0 |  | 0 | 0 | 0 | 0 | 0 | 0 | 0 |  | 286.0608 | 22.3953 |  | 2.9059 |  | 346.6298
0.65994 | 0 | 0 | 0 |  | 0 | 0 | 0 | 0 | 0 | 0 | 0 |  | 0.23684 | 41.0039 |  | 0.24607 |  | 8.8079e-05
0.83206 | 0 | 0 | 0 |  | 0 | 0 | 0 | 0 | 0 | 0 | 0 |  | 24.8668 | 48.8425 |  | 8.0797 |  | 61.2957
0.27456 | 0 | 0 | 0 |  | 0 | 0 | 0 | 0 | 0 | 0 | 0 |  | 221.6128 | 55.7038 |  | 0.038475 |  | 215.8112
0.26126 | 0 | 0 | 0 |  | 0 | 0 | 0 | 0 | 0 | 0 | 0 |  | 483.4135 | 61.588 |  | 1.9937 |  | 423.3182
0.42415 | 0 | 0 | 0 |  | 0 | 0 | 0 | 0 | 0 | 0 | 0 |  | 483.4135 | 61.588 |  | 1.9937 |  | 423.3182
0.12308 | 0 | 0 | 0 |  | 0 | 0 | 0 | 0 | 0 | 0 | 0 |  | 581.1314 | 66.495 |  | 1.8907 |  | 649.3172
0.71544 | 0 | 0 | 0 |  | 0 | 0 | 0 | 0 | 0 | 0 | 0 |  | 1682.0935 | -0.12199 |  | 0.014881 |  | 1692.1145
0.91066 | 0 | 0 | 0 |  | 0 | 0 | 0 | 0 | 0 | 0 | 0 |  | 0 | 0 |  | 0 |  | 0
0.40218 | 0 | 0 | 0 |  | 0 | 0 | 0 | 0 | 0 | 0 | 0 |  | 0 | 0 |  | 0 |  | 0
0.23875 | 0 | 0 | 0 |  | 0 | 0 | 0 | 0 | 0 | 0 | 0 |  | 0 | 0 |  | 0 |  | 0
0.43436 | 0 | 0 | 0 |  | 0 | 0 | 0 | 0 | 0 | 0 | 0 |  | 0 | 0 |  | 0 |  | 0
0.82571 | 0 | 0 | 0 |  | 0 | 0 | 0 | 0 | 0 | 0 | 0 |  | 0 | 0 |  | 0 |  | 0
[13 empty] | 0 | 0 |  | 0 |  | 0
[13 empty] | 0 | 0 |  | 0 |  | 0
[13 empty] | 0 | 0 |  | 0 |  | 0
[13 empty] | 0 | 0 |  | 0 |  | 0
[13 empty] | 0 | 0 |  | 0 |  | 0
[13 empty] | 0 | 0 |  | 0 |  | 0
[13 empty] | 0 | 0 |  | 0 |  | 0
[13 empty] | 0 | 0 |  | 0 |  | 0
[13 empty] | 0 | 0 |  | 0 |  | 0
[13 empty] | 0 | 0 |  | 0 |  | 0
[13 empty] | 0 | 0 |  | 0 |  | 0
[13 empty] | 0 | 0 |  | 0 |  | 0
[13 empty] | 0 | 0 |  | 0 |  | 0
[13 empty] | 0 | 0 |  | 0 |  | 0
[13 empty] | 0 | 0 |  | 0 |  | 0
[13 empty] | 0 | 0 |  | 0 |  | 0
[13 empty] | 0 | 0 |  | 0 |  | 0
[13 empty] | 0 | 0 |  | 0 |  | 0
[13 empty] | 0 | 0 |  | 0 |  | 0
[13 empty] | 0 | 0 |  | 0 |  | 0
[13 empty] | 0 | 0 |  | 0 |  | 0
[13 empty] | 0 | 0 |  | 0 |  | 0
[13 empty] | 4693.8928 | 369.12 |  | 18.4293 |  | 4675.4635

## Sheet9
bootstrap selection | Standards | Instrument readings | Reading of the unknown | Calculated concentration | X | Y | X*Y | X*X | X^3 | X^4 | X^2y
0.18726 | 1 | 10.5 | 0 |  | 1 | 10.5 | 10.5 | 1 | 1 | 1 | 10.5
0.18087 | 2 | 24.1 | 0 |  | 2 | 24.1 | 48.2 | 4 | 8 | 16 | 96.4
0.18946 | 3 | 31.1 | 0 |  | 3 | 31.1 | 93.3 | 9 | 27 | 81 | 279.9
0.70962 | 5 | 46 | 0 |  | 5 | 46 | 230 | 25 | 125 | 625 | 1150
0.057912 | 5 | 46 | 0 |  | 5 | 46 | 230 | 25 | 125 | 625 | 1150
0.84571 | 7 | 63 | 0 |  | 7 | 63 | 441 | 49 | 343 | 2401 | 3087
0.52703 | 8 | 65.12 | 0 |  | 8 | 65.12 | 520.96 | 64 | 512 | 4096 | 4167.68
0.88919 | 9 | 71 | 0 |  | 9 | 71 | 639 | 81 | 729 | 6561 | 5751
0.41538 | 9 | 71 | 0 |  | 9 | 71 | 639 | 81 | 729 | 6561 | 5751
0.88726 | 0 | 0 | 0 |  | 0 | 0 | 0 | 0 | 0 | 0 | 0
0.47343 | 0 | 0 | 0 |  | 0 | 0 | 0 | 0 | 0 | 0 | 0
0.063263 | 0 | 0 | 0 |  | 0 | 0 | 0 | 0 | 0 | 0 | 0
0.40816 | 0 | 0 | 0 |  | 0 | 0 | 0 | 0 | 0 | 0 | 0
0.29847 | 0 | 0 | 0 |  | 0 | 0 | 0 | 0 | 0 | 0 | 0
0.1182 | 0 | 0 | 0 |  | 0 | 0 | 0 | 0 | 0 | 0 | 0
0.46861 | 0 | 0 | 0 |  | 0 | 0 | 0 | 0 | 0 | 0 | 0
0.70715 | 0 | 0 | 0 |  | 0 | 0 | 0 | 0 | 0 | 0 | 0 | Calculations of the coefficients a,b, and c of the best-fit parabola y=ax^2+bx+c
0.60442 | 0 | 0 | 0 |  | 0 | 0 | 0 | 0 | 0 | 0 | 0 | sums | sumx | sumy | sumxy | sumx2 | sumx3 | sumx4 | sumx2y
0.9275 | 0 | 0 | 0 |  | 0 | 0 | 0 | 0 | 0 | 0 | 0 |  | ?X | ?Y | ?(X*Y) | ?(X*X) | ?(X^3) | ?(X^4) | ?(X^2)*y
0.86989 | 0 | 0 | 0 |  | 0 | 0 | 0 | 0 | 0 | 0 | 0 |  | 49 | 427.82 | 2851.96 | 339 | 2599 | 20967 | 21443.48
0.73209 | 0 | 0 | 0 |  | 0 | 0 | 0 | 0 | 0 | 0 | 0 | n | 9 | (number of points (n)
0.99046 | 0 | 0 | 0 |  | 0 | 0 | 0 | 0 | 0 | 0 | 0
0.81764 | 0 | 0 | 0 |  | 0 | 0 | 0 | 0 | 0 | 0 | 0 | D | 221100 | Denominator (D)
0.8174 | 0 | 0 | 0 |  | 0 | 0 | 0 | 0 | 0 | 0 | 0 | a= | -0.36284 | -0.36284
0.66887 | 0 | 0 | 0 |  | 0 | 0 | 0 | 0 | 0 | 0 | 0 | b= | 11.0223
0.57718 | 0 | 0 | 0 |  | 0 | 0 | 0 | 0 | 0 | 0 | 0 | c= | 1.192
0.6299 | 0 | 0 | 0 |  | 0 | 0 | 0 | 0 | 0 | 0 | 0 | y= | -0.36284 | X^2 | + | 11.0223 | x | + | 1.192
0.42652 | 0 | 0 | 0 |  | 0 | 0 | 0 | 0 | 0 | 0 | 0 | R2= | 0.99551
0.62154 | 0 | 0 | 0 |  | 0 | 0 | 0 | 0 | 0 | 0 | 0
0.14174 | 0 | 0 | 0 |  | 0 | 0 | 0 | 0 | 0 | 0 | 0 |  | Calculation of R2
0.034448 | 0 | 0 | 0 |  | 0 | 0 | 0 | 0 | 0 | 0 | 0 |  | ?(Y-meany)^2 | PredY |  | ?(Y-PredY)^2 |  | ?(meanY-PredY)^2
0.81463 | 0 | 0 | 0 |  | 0 | 0 | 0 | 0 | 0 | 0 | 0 |  | 1371.6324 | 11.8515 |  | 1.8267 |  | 1273.3491
0.8445 | 0 | 0 | 0 |  | 0 | 0 | 0 | 0 | 0 | 0 | 0 |  | 549.2253 | 21.7854 |  | 5.3576 |  | 663.0726
0.23637 | 0 | 0 | 0 |  | 0 | 0 | 0 | 0 | 0 | 0 | 0 |  | 270.1275 | 30.9935 |  | 0.011343 |  | 273.6397
0.92657 | 0 | 0 | 0 |  | 0 | 0 | 0 | 0 | 0 | 0 | 0 |  | 2.3579 | 47.2327 |  | 1.5196 |  | 0.091706
0.20341 | 0 | 0 | 0 |  | 0 | 0 | 0 | 0 | 0 | 0 | 0 |  | 2.3579 | 47.2327 |  | 1.5196 |  | 0.091706
0.97994 | 0 | 0 | 0 |  | 0 | 0 | 0 | 0 | 0 | 0 | 0 |  | 239.149 | 60.5692 |  | 5.9087 |  | 169.8765
0.68948 | 0 | 0 | 0 |  | 0 | 0 | 0 | 0 | 0 | 0 | 0 |  | 309.2127 | 66.1489 |  | 1.0587 |  | 346.4584
0.57038 | 0 | 0 | 0 |  | 0 | 0 | 0 | 0 | 0 | 0 | 0 |  | 550.5802 | 71.003 |  | 8.9496e-06 |  | 550.7206
0.08029 | 0 | 0 | 0 |  | 0 | 0 | 0 | 0 | 0 | 0 | 0 |  | 550.5802 | 71.003 |  | 8.9496e-06 |  | 550.7206
0.26146 | 0 | 0 | 0 |  | 0 | 0 | 0 | 0 | 0 | 0 | 0 |  | 0 | 0 |  | 0 |  | 0
0.78716 | 0 | 0 | 0 |  | 0 | 0 | 0 | 0 | 0 | 0 | 0 |  | 0 | 0 |  | 0 |  | 0
0.62483 | 0 | 0 | 0 |  | 0 | 0 | 0 | 0 | 0 | 0 | 0 |  | 0 | 0 |  | 0 |  | 0
0.55849 | 0 | 0 | 0 |  | 0 | 0 | 0 | 0 | 0 | 0 | 0 |  | 0 | 0 |  | 0 |  | 0
0.34109 | 0 | 0 | 0 |  | 0 | 0 | 0 | 0 | 0 | 0 | 0 |  | 0 | 0 |  | 0 |  | 0
[13 empty] | 0 | 0 |  | 0 |  | 0
[13 empty] | 0 | 0 |  | 0 |  | 0
[13 empty] | 0 | 0 |  | 0 |  | 0
[13 empty] | 0 | 0 |  | 0 |  | 0
[13 empty] | 0 | 0 |  | 0 |  | 0
[13 empty] | 0 | 0 |  | 0 |  | 0
[13 empty] | 0 | 0 |  | 0 |  | 0
[13 empty] | 0 | 0 |  | 0 |  | 0
[13 empty] | 0 | 0 |  | 0 |  | 0
[13 empty] | 0 | 0 |  | 0 |  | 0
[13 empty] | 0 | 0 |  | 0 |  | 0
[13 empty] | 0 | 0 |  | 0 |  | 0
[13 empty] | 0 | 0 |  | 0 |  | 0
[13 empty] | 0 | 0 |  | 0 |  | 0
[13 empty] | 0 | 0 |  | 0 |  | 0
[13 empty] | 0 | 0 |  | 0 |  | 0
[13 empty] | 0 | 0 |  | 0 |  | 0
[13 empty] | 0 | 0 |  | 0 |  | 0
[13 empty] | 0 | 0 |  | 0 |  | 0
[13 empty] | 0 | 0 |  | 0 |  | 0
[13 empty] | 0 | 0 |  | 0 |  | 0
[13 empty] | 0 | 0 |  | 0 |  | 0
[13 empty] | 3845.223 | 427.82 |  | 17.2022 |  | 3828.0208

## Sheet10
bootstrap selection | Standards | Instrument readings | Reading of the unknown | Calculated concentration | X | Y | X*Y | X*X | X^3 | X^4 | X^2y
0.17362 | 1 | 10.5 | 0 |  | 1 | 10.5 | 10.5 | 1 | 1 | 1 | 10.5
0.70028 | 3 | 31.1 | 0 |  | 3 | 31.1 | 93.3 | 9 | 27 | 81 | 279.9
0.82165 | 4 | 41.5 | 0 |  | 4 | 41.5 | 166 | 16 | 64 | 256 | 664
0.25866 | 4 | 41.5 | 0 |  | 4 | 41.5 | 166 | 16 | 64 | 256 | 664
0.23366 | 5 | 46 | 0 |  | 5 | 46 | 230 | 25 | 125 | 625 | 1150
0.071095 | 6 | 55.9 | 0 |  | 6 | 55.9 | 335.4 | 36 | 216 | 1296 | 2012.4
0.55429 | 8 | 65.12 | 0 |  | 8 | 65.12 | 520.96 | 64 | 512 | 4096 | 4167.68
0.57273 | 9 | 71 | 0 |  | 9 | 71 | 639 | 81 | 729 | 6561 | 5751
0.85764 | 0 | 0 | 0 |  | 0 | 0 | 0 | 0 | 0 | 0 | 0
0.93455 | 0 | 0 | 0 |  | 0 | 0 | 0 | 0 | 0 | 0 | 0
0.59278 | 0 | 0 | 0 |  | 0 | 0 | 0 | 0 | 0 | 0 | 0
0.74172 | 0 | 0 | 0 |  | 0 | 0 | 0 | 0 | 0 | 0 | 0
0.39319 | 0 | 0 | 0 |  | 0 | 0 | 0 | 0 | 0 | 0 | 0
0.40521 | 0 | 0 | 0 |  | 0 | 0 | 0 | 0 | 0 | 0 | 0
0.69546 | 0 | 0 | 0 |  | 0 | 0 | 0 | 0 | 0 | 0 | 0
0.69793 | 0 | 0 | 0 |  | 0 | 0 | 0 | 0 | 0 | 0 | 0
0.82046 | 0 | 0 | 0 |  | 0 | 0 | 0 | 0 | 0 | 0 | 0 | Calculations of the coefficients a,b, and c of the best-fit parabola y=ax^2+bx+c
0.60633 | 0 | 0 | 0 |  | 0 | 0 | 0 | 0 | 0 | 0 | 0 | sums | sumx | sumy | sumxy | sumx2 | sumx3 | sumx4 | sumx2y
0.8358 | 0 | 0 | 0 |  | 0 | 0 | 0 | 0 | 0 | 0 | 0 |  | ?X | ?Y | ?(X*Y) | ?(X*X) | ?(X^3) | ?(X^4) | ?(X^2)*y
0.16063 | 0 | 0 | 0 |  | 0 | 0 | 0 | 0 | 0 | 0 | 0 |  | 40 | 362.62 | 2161.16 | 248 | 1738 | 13172 | 14699.48
0.70543 | 0 | 0 | 0 |  | 0 | 0 | 0 | 0 | 0 | 0 | 0 | n | 9 | (number of points (n)
0.17022 | 0 | 0 | 0 |  | 0 | 0 | 0 | 0 | 0 | 0 | 0
0.9094 | 0 | 0 | 0 |  | 0 | 0 | 0 | 0 | 0 | 0 | 0 | D | 367836 | Denominator (D)
0.42475 | 0 | 0 | 0 |  | 0 | 0 | 0 | 0 | 0 | 0 | 0 | a= | -0.46033 | -0.46033
0.3538 | 0 | 0 | 0 |  | 0 | 0 | 0 | 0 | 0 | 0 | 0 | b= | 11.9931
0.43632 | 0 | 0 | 0 |  | 0 | 0 | 0 | 0 | 0 | 0 | 0 | c= | -0.32691
0.3014 | 0 | 0 | 0 |  | 0 | 0 | 0 | 0 | 0 | 0 | 0 | y= | -0.46033 | X^2 | + | 11.9931 | x | + | -0.32691
0.13601 | 0 | 0 | 0 |  | 0 | 0 | 0 | 0 | 0 | 0 | 0 | R2= | 0.99762
0.8891 | 0 | 0 | 0 |  | 0 | 0 | 0 | 0 | 0 | 0 | 0
0.80649 | 0 | 0 | 0 |  | 0 | 0 | 0 | 0 | 0 | 0 | 0 |  | Calculation of R2
0.14411 | 0 | 0 | 0 |  | 0 | 0 | 0 | 0 | 0 | 0 | 0 |  | ?(Y-meany)^2 | PredY |  | ?(Y-PredY)^2 |  | ?(meanY-PredY)^2
0.36889 | 0 | 0 | 0 |  | 0 | 0 | 0 | 0 | 0 | 0 | 0 |  | 887.5103 | 11.2058 |  | 0.4982 |  | 845.9533
0.96751 | 0 | 0 | 0 |  | 0 | 0 | 0 | 0 | 0 | 0 | 0 |  | 84.4765 | 31.5094 |  | 0.16759 |  | 77.1189
0.96783 | 0 | 0 | 0 |  | 0 | 0 | 0 | 0 | 0 | 0 | 0 |  | 1.4614 | 40.2802 |  | 1.488 |  | 0.00011966
0.92248 | 0 | 0 | 0 |  | 0 | 0 | 0 | 0 | 0 | 0 | 0 |  | 1.4614 | 40.2802 |  | 1.488 |  | 0.00011966
0.69821 | 0 | 0 | 0 |  | 0 | 0 | 0 | 0 | 0 | 0 | 0 |  | 32.5914 | 48.1303 |  | 4.5382 |  | 61.4531
0.79168 | 0 | 0 | 0 |  | 0 | 0 | 0 | 0 | 0 | 0 | 0 |  | 243.6374 | 55.0598 |  | 0.70592 |  | 218.1145
0.6551 | 0 | 0 | 0 |  | 0 | 0 | 0 | 0 | 0 | 0 | 0 |  | 616.4737 | 66.1568 |  | 1.075 |  | 669.0361
0.16354 | 0 | 0 | 0 |  | 0 | 0 | 0 | 0 | 0 | 0 | 0 |  | 943.0359 | 70.3244 |  | 0.45646 |  | 901.9976
0.72666 | 0 | 0 | 0 |  | 0 | 0 | 0 | 0 | 0 | 0 | 0 |  | 1623.3736 | -0.32691 |  | 0.10687 |  | 1649.8238
0.37644 | 0 | 0 | 0 |  | 0 | 0 | 0 | 0 | 0 | 0 | 0 |  | 0 | 0 |  | 0 |  | 0
0.16349 | 0 | 0 | 0 |  | 0 | 0 | 0 | 0 | 0 | 0 | 0 |  | 0 | 0 |  | 0 |  | 0
0.48074 | 0 | 0 | 0 |  | 0 | 0 | 0 | 0 | 0 | 0 | 0 |  | 0 | 0 |  | 0 |  | 0
0.77943 | 0 | 0 | 0 |  | 0 | 0 | 0 | 0 | 0 | 0 | 0 |  | 0 | 0 |  | 0 |  | 0
0.24869 | 0 | 0 | 0 |  | 0 | 0 | 0 | 0 | 0 | 0 | 0 |  | 0 | 0 |  | 0 |  | 0
[13 empty] | 0 | 0 |  | 0 |  | 0
[13 empty] | 0 | 0 |  | 0 |  | 0
[13 empty] | 0 | 0 |  | 0 |  | 0
[13 empty] | 0 | 0 |  | 0 |  | 0
[13 empty] | 0 | 0 |  | 0 |  | 0
[13 empty] | 0 | 0 |  | 0 |  | 0
[13 empty] | 0 | 0 |  | 0 |  | 0
[13 empty] | 0 | 0 |  | 0 |  | 0
[13 empty] | 0 | 0 |  | 0 |  | 0
[13 empty] | 0 | 0 |  | 0 |  | 0
[13 empty] | 0 | 0 |  | 0 |  | 0
[13 empty] | 0 | 0 |  | 0 |  | 0
[13 empty] | 0 | 0 |  | 0 |  | 0
[13 empty] | 0 | 0 |  | 0 |  | 0
[13 empty] | 0 | 0 |  | 0 |  | 0
[13 empty] | 0 | 0 |  | 0 |  | 0
[13 empty] | 0 | 0 |  | 0 |  | 0
[13 empty] | 0 | 0 |  | 0 |  | 0
[13 empty] | 0 | 0 |  | 0 |  | 0
[13 empty] | 0 | 0 |  | 0 |  | 0
[13 empty] | 0 | 0 |  | 0 |  | 0
[13 empty] | 0 | 0 |  | 0 |  | 0
[13 empty] | 4434.0217 | 362.62 |  | 10.5243 |  | 4423.4974

## Sheet11
bootstrap selection | Standards | Instrument readings | Reading of the unknown | Calculated concentration | X | Y | X*Y | X*X | X^3 | X^4 | X^2y
0.26427 | 1 | 10.5 | 0 |  | 1 | 10.5 | 10.5 | 1 | 1 | 1 | 10.5
0.5085 | 3 | 31.1 | 0 |  | 3 | 31.1 | 93.3 | 9 | 27 | 81 | 279.9
0.14832 | 3 | 31.1 | 0 |  | 3 | 31.1 | 93.3 | 9 | 27 | 81 | 279.9
0.53928 | 5 | 46 | 0 |  | 5 | 46 | 230 | 25 | 125 | 625 | 1150
0.80859 | 6 | 55.9 | 0 |  | 6 | 55.9 | 335.4 | 36 | 216 | 1296 | 2012.4
0.85554 | 7 | 63 | 0 |  | 7 | 63 | 441 | 49 | 343 | 2401 | 3087
0.34709 | 7 | 63 | 0 |  | 7 | 63 | 441 | 49 | 343 | 2401 | 3087
0.062502 | 8 | 65.12 | 0 |  | 8 | 65.12 | 520.96 | 64 | 512 | 4096 | 4167.68
0.40979 | 9 | 71 | 0 |  | 9 | 71 | 639 | 81 | 729 | 6561 | 5751
0.47578 | 0 | 0 | 0 |  | 0 | 0 | 0 | 0 | 0 | 0 | 0
0.53835 | 0 | 0 | 0 |  | 0 | 0 | 0 | 0 | 0 | 0 | 0
0.43843 | 0 | 0 | 0 |  | 0 | 0 | 0 | 0 | 0 | 0 | 0
0.54075 | 0 | 0 | 0 |  | 0 | 0 | 0 | 0 | 0 | 0 | 0
0.18607 | 0 | 0 | 0 |  | 0 | 0 | 0 | 0 | 0 | 0 | 0
0.0036751 | 0 | 0 | 0 |  | 0 | 0 | 0 | 0 | 0 | 0 | 0
0.55 | 0 | 0 | 0 |  | 0 | 0 | 0 | 0 | 0 | 0 | 0
0.090633 | 0 | 0 | 0 |  | 0 | 0 | 0 | 0 | 0 | 0 | 0 | Calculations of the coefficients a,b, and c of the best-fit parabola y=ax^2+bx+c
0.15378 | 0 | 0 | 0 |  | 0 | 0 | 0 | 0 | 0 | 0 | 0 | sums | sumx | sumy | sumxy | sumx2 | sumx3 | sumx4 | sumx2y
0.56245 | 0 | 0 | 0 |  | 0 | 0 | 0 | 0 | 0 | 0 | 0 |  | ?X | ?Y | ?(X*Y) | ?(X*X) | ?(X^3) | ?(X^4) | ?(X^2)*y
0.42147 | 0 | 0 | 0 |  | 0 | 0 | 0 | 0 | 0 | 0 | 0 |  | 49 | 436.72 | 2804.46 | 323 | 2323 | 17543 | 19825.38
0.66322 | 0 | 0 | 0 |  | 0 | 0 | 0 | 0 | 0 | 0 | 0 | n | 9 | (number of points (n)
0.78414 | 0 | 0 | 0 |  | 0 | 0 | 0 | 0 | 0 | 0 | 0
0.15812 | 0 | 0 | 0 |  | 0 | 0 | 0 | 0 | 0 | 0 | 0 | D | 143772 | Denominator (D)
0.69071 | 0 | 0 | 0 |  | 0 | 0 | 0 | 0 | 0 | 0 | 0 | a= | -0.46635 | -0.46635
0.86936 | 0 | 0 | 0 |  | 0 | 0 | 0 | 0 | 0 | 0 | 0 | b= | 12.2726
0.11238 | 0 | 0 | 0 |  | 0 | 0 | 0 | 0 | 0 | 0 | 0 | c= | -1.5561
0.4662 | 0 | 0 | 0 |  | 0 | 0 | 0 | 0 | 0 | 0 | 0 | y= | -0.46635 | X^2 | + | 12.2726 | x | + | -1.5561
0.24981 | 0 | 0 | 0 |  | 0 | 0 | 0 | 0 | 0 | 0 | 0 | R2= | 0.99627
0.80002 | 0 | 0 | 0 |  | 0 | 0 | 0 | 0 | 0 | 0 | 0
0.7057 | 0 | 0 | 0 |  | 0 | 0 | 0 | 0 | 0 | 0 | 0 |  | Calculation of R2
0.14166 | 0 | 0 | 0 |  | 0 | 0 | 0 | 0 | 0 | 0 | 0 |  | ?(Y-meany)^2 | PredY |  | ?(Y-PredY)^2 |  | ?(meanY-PredY)^2
0.70405 | 0 | 0 | 0 |  | 0 | 0 | 0 | 0 | 0 | 0 | 0 |  | 1445.8584 | 10.2502 |  | 0.062424 |  | 1464.9215
0.033301 | 0 | 0 | 0 |  | 0 | 0 | 0 | 0 | 0 | 0 | 0 |  | 303.6113 | 31.0645 |  | 0.0012622 |  | 304.8506
0.079545 | 0 | 0 | 0 |  | 0 | 0 | 0 | 0 | 0 | 0 | 0 |  | 303.6113 | 31.0645 |  | 0.0012622 |  | 304.8506
0.56239 | 0 | 0 | 0 |  | 0 | 0 | 0 | 0 | 0 | 0 | 0 |  | 6.3728 | 48.148 |  | 4.6139 |  | 0.14171
0.60667 | 0 | 0 | 0 |  | 0 | 0 | 0 | 0 | 0 | 0 | 0 |  | 54.3988 | 55.2907 |  | 0.37123 |  | 45.7824
0.49607 | 0 | 0 | 0 |  | 0 | 0 | 0 | 0 | 0 | 0 | 0 |  | 209.5417 | 61.5007 |  | 2.2478 |  | 168.3841
0.88965 | 0 | 0 | 0 |  | 0 | 0 | 0 | 0 | 0 | 0 | 0 |  | 209.5417 | 61.5007 |  | 2.2478 |  | 168.3841
0.31815 | 0 | 0 | 0 |  | 0 | 0 | 0 | 0 | 0 | 0 | 0 |  | 275.4125 | 66.7781 |  | 2.7491 |  | 333.1942
0.16643 | 0 | 0 | 0 |  | 0 | 0 | 0 | 0 | 0 | 0 | 0 |  | 505.1506 | 71.1227 |  | 0.015049 |  | 510.6799
0.25611 | 0 | 0 | 0 |  | 0 | 0 | 0 | 0 | 0 | 0 | 0 |  | 0 | 0 |  | 0 |  | 0
0.9833 | 0 | 0 | 0 |  | 0 | 0 | 0 | 0 | 0 | 0 | 0 |  | 0 | 0 |  | 0 |  | 0
0.5939 | 0 | 0 | 0 |  | 0 | 0 | 0 | 0 | 0 | 0 | 0 |  | 0 | 0 |  | 0 |  | 0
0.36868 | 0 | 0 | 0 |  | 0 | 0 | 0 | 0 | 0 | 0 | 0 |  | 0 | 0 |  | 0 |  | 0
0.44584 | 0 | 0 | 0 |  | 0 | 0 | 0 | 0 | 0 | 0 | 0 |  | 0 | 0 |  | 0 |  | 0
[13 empty] | 0 | 0 |  | 0 |  | 0
[13 empty] | 0 | 0 |  | 0 |  | 0
[13 empty] | 0 | 0 |  | 0 |  | 0
[13 empty] | 0 | 0 |  | 0 |  | 0
[13 empty] | 0 | 0 |  | 0 |  | 0
[13 empty] | 0 | 0 |  | 0 |  | 0
[13 empty] | 0 | 0 |  | 0 |  | 0
[13 empty] | 0 | 0 |  | 0 |  | 0
[13 empty] | 0 | 0 |  | 0 |  | 0
[13 empty] | 0 | 0 |  | 0 |  | 0
[13 empty] | 0 | 0 |  | 0 |  | 0
[13 empty] | 0 | 0 |  | 0 |  | 0
[13 empty] | 0 | 0 |  | 0 |  | 0
[13 empty] | 0 | 0 |  | 0 |  | 0
[13 empty] | 0 | 0 |  | 0 |  | 0
[13 empty] | 0 | 0 |  | 0 |  | 0
[13 empty] | 0 | 0 |  | 0 |  | 0
[13 empty] | 0 | 0 |  | 0 |  | 0
[13 empty] | 0 | 0 |  | 0 |  | 0
[13 empty] | 0 | 0 |  | 0 |  | 0
[13 empty] | 0 | 0 |  | 0 |  | 0
[13 empty] | 0 | 0 |  | 0 |  | 0
[13 empty] | 3313.499 | 436.72 |  | 12.3099 |  | 3301.1892

## Sheet12
bootstrap selection | Standards | Instrument readings | Reading of the unknown | Calculated concentration | X | Y | X*Y | X*X | X^3 | X^4 | X^2y
0.36331 | 1 | 10.5 | 0 |  | 1 | 10.5 | 10.5 | 1 | 1 | 1 | 10.5
0.49234 | 2 | 24.1 | 0 |  | 2 | 24.1 | 48.2 | 4 | 8 | 16 | 96.4
0.83455 | 4 | 41.5 | 0 |  | 4 | 41.5 | 166 | 16 | 64 | 256 | 664
0.54217 | 5 | 46 | 0 |  | 5 | 46 | 230 | 25 | 125 | 625 | 1150
0.91467 | 6 | 55.9 | 0 |  | 6 | 55.9 | 335.4 | 36 | 216 | 1296 | 2012.4
0.11303 | 6 | 55.9 | 0 |  | 6 | 55.9 | 335.4 | 36 | 216 | 1296 | 2012.4
0.62697 | 8 | 65.12 | 0 |  | 8 | 65.12 | 520.96 | 64 | 512 | 4096 | 4167.68
0.20794 | 8 | 65.12 | 0 |  | 8 | 65.12 | 520.96 | 64 | 512 | 4096 | 4167.68
0.27203 | 9 | 71 | 0 |  | 9 | 71 | 639 | 81 | 729 | 6561 | 5751
0.76153 | 0 | 0 | 0 |  | 0 | 0 | 0 | 0 | 0 | 0 | 0
0.5854 | 0 | 0 | 0 |  | 0 | 0 | 0 | 0 | 0 | 0 | 0
0.83113 | 0 | 0 | 0 |  | 0 | 0 | 0 | 0 | 0 | 0 | 0
0.037384 | 0 | 0 | 0 |  | 0 | 0 | 0 | 0 | 0 | 0 | 0
0.041486 | 0 | 0 | 0 |  | 0 | 0 | 0 | 0 | 0 | 0 | 0
0.46799 | 0 | 0 | 0 |  | 0 | 0 | 0 | 0 | 0 | 0 | 0
0.96537 | 0 | 0 | 0 |  | 0 | 0 | 0 | 0 | 0 | 0 | 0
0.20091 | 0 | 0 | 0 |  | 0 | 0 | 0 | 0 | 0 | 0 | 0 | Calculations of the coefficients a,b, and c of the best-fit parabola y=ax^2+bx+c
0.16266 | 0 | 0 | 0 |  | 0 | 0 | 0 | 0 | 0 | 0 | 0 | sums | sumx | sumy | sumxy | sumx2 | sumx3 | sumx4 | sumx2y
0.0089568 | 0 | 0 | 0 |  | 0 | 0 | 0 | 0 | 0 | 0 | 0 |  | ?X | ?Y | ?(X*Y) | ?(X*X) | ?(X^3) | ?(X^4) | ?(X^2)*y
0.93977 | 0 | 0 | 0 |  | 0 | 0 | 0 | 0 | 0 | 0 | 0 |  | 49 | 435.14 | 2806.42 | 327 | 2383 | 18243 | 20032.06
0.37151 | 0 | 0 | 0 |  | 0 | 0 | 0 | 0 | 0 | 0 | 0 | n | 9 | (number of points (n)
0.45839 | 0 | 0 | 0 |  | 0 | 0 | 0 | 0 | 0 | 0 | 0
0.40884 | 0 | 0 | 0 |  | 0 | 0 | 0 | 0 | 0 | 0 | 0 | D | 179340 | Denominator (D)
0.26572 | 0 | 0 | 0 |  | 0 | 0 | 0 | 0 | 0 | 0 | 0 | a= | -0.46692 | -0.46692
0.020776 | 0 | 0 | 0 |  | 0 | 0 | 0 | 0 | 0 | 0 | 0 | b= | 11.9345
0.42323 | 0 | 0 | 0 |  | 0 | 0 | 0 | 0 | 0 | 0 | 0 | c= | 0.33689
0.75815 | 0 | 0 | 0 |  | 0 | 0 | 0 | 0 | 0 | 0 | 0 | y= | -0.46692 | X^2 | + | 11.9345 | x | + | 0.33689
0.93164 | 0 | 0 | 0 |  | 0 | 0 | 0 | 0 | 0 | 0 | 0 | R2= | 0.99547
0.52913 | 0 | 0 | 0 |  | 0 | 0 | 0 | 0 | 0 | 0 | 0
0.55332 | 0 | 0 | 0 |  | 0 | 0 | 0 | 0 | 0 | 0 | 0 |  | Calculation of R2
0.7303 | 0 | 0 | 0 |  | 0 | 0 | 0 | 0 | 0 | 0 | 0 |  | ?(Y-meany)^2 | PredY |  | ?(Y-PredY)^2 |  | ?(meanY-PredY)^2
0.25119 | 0 | 0 | 0 |  | 0 | 0 | 0 | 0 | 0 | 0 | 0 |  | 1432.5384 | 11.8045 |  | 1.7017 |  | 1335.4919
0.020373 | 0 | 0 | 0 |  | 0 | 0 | 0 | 0 | 0 | 0 | 0 |  | 588.0086 | 22.3383 |  | 3.1037 |  | 676.5524
0.53123 | 0 | 0 | 0 |  | 0 | 0 | 0 | 0 | 0 | 0 | 0 |  | 46.9073 | 40.6042 |  | 0.80237 |  | 59.9795
0.30682 | 0 | 0 | 0 |  | 0 | 0 | 0 | 0 | 0 | 0 | 0 |  | 5.5173 | 48.3365 |  | 5.4591 |  | 0.00015444
0.137 | 0 | 0 | 0 |  | 0 | 0 | 0 | 0 | 0 | 0 | 0 |  | 57.0193 | 55.1348 |  | 0.58549 |  | 46.049
0.84581 | 0 | 0 | 0 |  | 0 | 0 | 0 | 0 | 0 | 0 | 0 |  | 57.0193 | 55.1348 |  | 0.58549 |  | 46.049
0.66291 | 0 | 0 | 0 |  | 0 | 0 | 0 | 0 | 0 | 0 | 0 |  | 281.2702 | 65.93 |  | 0.65612 |  | 309.096
0.89499 | 0 | 0 | 0 |  | 0 | 0 | 0 | 0 | 0 | 0 | 0 |  | 281.2702 | 65.93 |  | 0.65612 |  | 309.096
0.039894 | 0 | 0 | 0 |  | 0 | 0 | 0 | 0 | 0 | 0 | 0 |  | 513.0728 | 69.9268 |  | 1.1517 |  | 465.6077
0.26088 | 0 | 0 | 0 |  | 0 | 0 | 0 | 0 | 0 | 0 | 0 |  | 0 | 0 |  | 0 |  | 0
0.83901 | 0 | 0 | 0 |  | 0 | 0 | 0 | 0 | 0 | 0 | 0 |  | 0 | 0 |  | 0 |  | 0
0.52877 | 0 | 0 | 0 |  | 0 | 0 | 0 | 0 | 0 | 0 | 0 |  | 0 | 0 |  | 0 |  | 0
0.68818 | 0 | 0 | 0 |  | 0 | 0 | 0 | 0 | 0 | 0 | 0 |  | 0 | 0 |  | 0 |  | 0
0.66422 | 0 | 0 | 0 |  | 0 | 0 | 0 | 0 | 0 | 0 | 0 |  | 0 | 0 |  | 0 |  | 0
[13 empty] | 0 | 0 |  | 0 |  | 0
[13 empty] | 0 | 0 |  | 0 |  | 0
[13 empty] | 0 | 0 |  | 0 |  | 0
[13 empty] | 0 | 0 |  | 0 |  | 0
[13 empty] | 0 | 0 |  | 0 |  | 0
[13 empty] | 0 | 0 |  | 0 |  | 0
[13 empty] | 0 | 0 |  | 0 |  | 0
[13 empty] | 0 | 0 |  | 0 |  | 0
[13 empty] | 0 | 0 |  | 0 |  | 0
[13 empty] | 0 | 0 |  | 0 |  | 0
[13 empty] | 0 | 0 |  | 0 |  | 0
[13 empty] | 0 | 0 |  | 0 |  | 0
[13 empty] | 0 | 0 |  | 0 |  | 0
[13 empty] | 0 | 0 |  | 0 |  | 0
[13 empty] | 0 | 0 |  | 0 |  | 0
[13 empty] | 0 | 0 |  | 0 |  | 0
[13 empty] | 0 | 0 |  | 0 |  | 0
[13 empty] | 0 | 0 |  | 0 |  | 0
[13 empty] | 0 | 0 |  | 0 |  | 0
[13 empty] | 0 | 0 |  | 0 |  | 0
[13 empty] | 0 | 0 |  | 0 |  | 0
[13 empty] | 0 | 0 |  | 0 |  | 0
[13 empty] | 3262.6233 | 435.14 |  | 14.7018 |  | 3247.9215

## Sheet13
bootstrap selection | Standards | Instrument readings | Reading of the unknown | Calculated concentration | X | Y | X*Y | X*X | X^3 | X^4 | X^2y
0.46006 | 1 | 10.5 | 0 |  | 1 | 10.5 | 10.5 | 1 | 1 | 1 | 10.5
0.40728 | 2 | 24.1 | 0 |  | 2 | 24.1 | 48.2 | 4 | 8 | 16 | 96.4
0.20563 | 3 | 31.1 | 0 |  | 3 | 31.1 | 93.3 | 9 | 27 | 81 | 279.9
0.86486 | 5 | 46 | 0 |  | 5 | 46 | 230 | 25 | 125 | 625 | 1150
0.75104 | 6 | 55.9 | 0 |  | 6 | 55.9 | 335.4 | 36 | 216 | 1296 | 2012.4
0.26749 | 6 | 55.9 | 0 |  | 6 | 55.9 | 335.4 | 36 | 216 | 1296 | 2012.4
0.6808 | 8 | 65.12 | 0 |  | 8 | 65.12 | 520.96 | 64 | 512 | 4096 | 4167.68
0.34291 | 8 | 65.12 | 0 |  | 8 | 65.12 | 520.96 | 64 | 512 | 4096 | 4167.68
0.64117 | 0 | 0 | 0 |  | 0 | 0 | 0 | 0 | 0 | 0 | 0
0.23413 | 0 | 0 | 0 |  | 0 | 0 | 0 | 0 | 0 | 0 | 0
0.41651 | 0 | 0 | 0 |  | 0 | 0 | 0 | 0 | 0 | 0 | 0
0.15797 | 0 | 0 | 0 |  | 0 | 0 | 0 | 0 | 0 | 0 | 0
0.31235 | 0 | 0 | 0 |  | 0 | 0 | 0 | 0 | 0 | 0 | 0
0.99388 | 0 | 0 | 0 |  | 0 | 0 | 0 | 0 | 0 | 0 | 0
0.9208 | 0 | 0 | 0 |  | 0 | 0 | 0 | 0 | 0 | 0 | 0
0.05146 | 0 | 0 | 0 |  | 0 | 0 | 0 | 0 | 0 | 0 | 0
0.17867 | 0 | 0 | 0 |  | 0 | 0 | 0 | 0 | 0 | 0 | 0 | Calculations of the coefficients a,b, and c of the best-fit parabola y=ax^2+bx+c
0.34957 | 0 | 0 | 0 |  | 0 | 0 | 0 | 0 | 0 | 0 | 0 | sums | sumx | sumy | sumxy | sumx2 | sumx3 | sumx4 | sumx2y
0.71217 | 0 | 0 | 0 |  | 0 | 0 | 0 | 0 | 0 | 0 | 0 |  | ?X | ?Y | ?(X*Y) | ?(X*X) | ?(X^3) | ?(X^4) | ?(X^2)*y
0.56156 | 0 | 0 | 0 |  | 0 | 0 | 0 | 0 | 0 | 0 | 0 |  | 39 | 353.74 | 2094.72 | 239 | 1617 | 11507 | 13896.96
0.88737 | 0 | 0 | 0 |  | 0 | 0 | 0 | 0 | 0 | 0 | 0 | n | 9 | (number of points (n)
0.19779 | 0 | 0 | 0 |  | 0 | 0 | 0 | 0 | 0 | 0 | 0
0.8155 | 0 | 0 | 0 |  | 0 | 0 | 0 | 0 | 0 | 0 | 0 | D | 209404 | Denominator (D)
0.42989 | 0 | 0 | 0 |  | 0 | 0 | 0 | 0 | 0 | 0 | 0 | a= | -0.48981 | -0.48981
0.0074177 | 0 | 0 | 0 |  | 0 | 0 | 0 | 0 | 0 | 0 | 0 | b= | 12.0941
0.8633 | 0 | 0 | 0 |  | 0 | 0 | 0 | 0 | 0 | 0 | 0 | c= | -0.096258
0.8483 | 0 | 0 | 0 |  | 0 | 0 | 0 | 0 | 0 | 0 | 0 | y= | -0.48981 | X^2 | + | 12.0941 | x | + | -0.096258
0.18999 | 0 | 0 | 0 |  | 0 | 0 | 0 | 0 | 0 | 0 | 0 | R2= | 0.99734
0.024386 | 0 | 0 | 0 |  | 0 | 0 | 0 | 0 | 0 | 0 | 0
0.96182 | 0 | 0 | 0 |  | 0 | 0 | 0 | 0 | 0 | 0 | 0 |  | Calculation of R2
0.29869 | 0 | 0 | 0 |  | 0 | 0 | 0 | 0 | 0 | 0 | 0 |  | ?(Y-meany)^2 | PredY |  | ?(Y-PredY)^2 |  | ?(meanY-PredY)^2
0.69039 | 0 | 0 | 0 |  | 0 | 0 | 0 | 0 | 0 | 0 | 0 |  | 829.696 | 11.508 |  | 1.0161 |  | 772.6405
0.95596 | 0 | 0 | 0 |  | 0 | 0 | 0 | 0 | 0 | 0 | 0 |  | 231.1751 | 22.1327 |  | 3.8702 |  | 294.8683
0.24163 | 0 | 0 | 0 |  | 0 | 0 | 0 | 0 | 0 | 0 | 0 |  | 67.3129 | 31.7778 |  | 0.45939 |  | 56.6506
0.3177 | 0 | 0 | 0 |  | 0 | 0 | 0 | 0 | 0 | 0 | 0 |  | 44.8305 | 48.1291 |  | 4.533 |  | 77.8744
0.8276 | 0 | 0 | 0 |  | 0 | 0 | 0 | 0 | 0 | 0 | 0 |  | 275.4125 | 54.8353 |  | 1.1335 |  | 241.2085
0.09573 | 0 | 0 | 0 |  | 0 | 0 | 0 | 0 | 0 | 0 | 0 |  | 275.4125 | 54.8353 |  | 1.1335 |  | 241.2085
0.68705 | 0 | 0 | 0 |  | 0 | 0 | 0 | 0 | 0 | 0 | 0 |  | 666.4429 | 65.309 |  | 0.035714 |  | 676.236
0.65926 | 0 | 0 | 0 |  | 0 | 0 | 0 | 0 | 0 | 0 | 0 |  | 666.4429 | 65.309 |  | 0.035714 |  | 676.236
0.7534 | 0 | 0 | 0 |  | 0 | 0 | 0 | 0 | 0 | 0 | 0 |  | 1544.8394 | -0.096258 |  | 0.0092655 |  | 1552.4153
0.33709 | 0 | 0 | 0 |  | 0 | 0 | 0 | 0 | 0 | 0 | 0 |  | 0 | 0 |  | 0 |  | 0
0.28354 | 0 | 0 | 0 |  | 0 | 0 | 0 | 0 | 0 | 0 | 0 |  | 0 | 0 |  | 0 |  | 0
0.5923 | 0 | 0 | 0 |  | 0 | 0 | 0 | 0 | 0 | 0 | 0 |  | 0 | 0 |  | 0 |  | 0
0.3429 | 0 | 0 | 0 |  | 0 | 0 | 0 | 0 | 0 | 0 | 0 |  | 0 | 0 |  | 0 |  | 0
0.68321 | 0 | 0 | 0 |  | 0 | 0 | 0 | 0 | 0 | 0 | 0 |  | 0 | 0 |  | 0 |  | 0
[13 empty] | 0 | 0 |  | 0 |  | 0
[13 empty] | 0 | 0 |  | 0 |  | 0
[13 empty] | 0 | 0 |  | 0 |  | 0
[13 empty] | 0 | 0 |  | 0 |  | 0
[13 empty] | 0 | 0 |  | 0 |  | 0
[13 empty] | 0 | 0 |  | 0 |  | 0
[13 empty] | 0 | 0 |  | 0 |  | 0
[13 empty] | 0 | 0 |  | 0 |  | 0
[13 empty] | 0 | 0 |  | 0 |  | 0
[13 empty] | 0 | 0 |  | 0 |  | 0
[13 empty] | 0 | 0 |  | 0 |  | 0
[13 empty] | 0 | 0 |  | 0 |  | 0
[13 empty] | 0 | 0 |  | 0 |  | 0
[13 empty] | 0 | 0 |  | 0 |  | 0
[13 empty] | 0 | 0 |  | 0 |  | 0
[13 empty] | 0 | 0 |  | 0 |  | 0
[13 empty] | 0 | 0 |  | 0 |  | 0
[13 empty] | 0 | 0 |  | 0 |  | 0
[13 empty] | 0 | 0 |  | 0 |  | 0
[13 empty] | 0 | 0 |  | 0 |  | 0
[13 empty] | 0 | 0 |  | 0 |  | 0
[13 empty] | 0 | 0 |  | 0 |  | 0
[13 empty] | 4601.5646 | 353.74 |  | 12.2265 |  | 4589.3381

## Sheet14
bootstrap selection | Standards | Instrument readings | Reading of the unknown | Calculated concentration | X | Y | X*Y | X*X | X^3 | X^4 | X^2y
0.87279 | 2 | 24.1 | 0 |  | 2 | 24.1 | 48.2 | 4 | 8 | 16 | 96.4
0.1744 | 2 | 24.1 | 0 |  | 2 | 24.1 | 48.2 | 4 | 8 | 16 | 96.4
0.7717 | 4 | 41.5 | 0 |  | 4 | 41.5 | 166 | 16 | 64 | 256 | 664
0.3495 | 4 | 41.5 | 0 |  | 4 | 41.5 | 166 | 16 | 64 | 256 | 664
0.12365 | 5 | 46 | 0 |  | 5 | 46 | 230 | 25 | 125 | 625 | 1150
0.010642 | 6 | 55.9 | 0 |  | 6 | 55.9 | 335.4 | 36 | 216 | 1296 | 2012.4
0.85347 | 8 | 65.12 | 0 |  | 8 | 65.12 | 520.96 | 64 | 512 | 4096 | 4167.68
0.30999 | 8 | 65.12 | 0 |  | 8 | 65.12 | 520.96 | 64 | 512 | 4096 | 4167.68
0.213 | 9 | 71 | 0 |  | 9 | 71 | 639 | 81 | 729 | 6561 | 5751
0.61428 | 0 | 0 | 0 |  | 0 | 0 | 0 | 0 | 0 | 0 | 0
0.2487 | 0 | 0 | 0 |  | 0 | 0 | 0 | 0 | 0 | 0 | 0
0.98401 | 0 | 0 | 0 |  | 0 | 0 | 0 | 0 | 0 | 0 | 0
0.20066 | 0 | 0 | 0 |  | 0 | 0 | 0 | 0 | 0 | 0 | 0
0.77811 | 0 | 0 | 0 |  | 0 | 0 | 0 | 0 | 0 | 0 | 0
0.042721 | 0 | 0 | 0 |  | 0 | 0 | 0 | 0 | 0 | 0 | 0
0.99513 | 0 | 0 | 0 |  | 0 | 0 | 0 | 0 | 0 | 0 | 0
0.0049046 | 0 | 0 | 0 |  | 0 | 0 | 0 | 0 | 0 | 0 | 0 | Calculations of the coefficients a,b, and c of the best-fit parabola y=ax^2+bx+c
0.11907 | 0 | 0 | 0 |  | 0 | 0 | 0 | 0 | 0 | 0 | 0 | sums | sumx | sumy | sumxy | sumx2 | sumx3 | sumx4 | sumx2y
0.47808 | 0 | 0 | 0 |  | 0 | 0 | 0 | 0 | 0 | 0 | 0 |  | ?X | ?Y | ?(X*Y) | ?(X*X) | ?(X^3) | ?(X^4) | ?(X^2)*y
0.76244 | 0 | 0 | 0 |  | 0 | 0 | 0 | 0 | 0 | 0 | 0 |  | 48 | 434.34 | 2674.72 | 310 | 2238 | 17218 | 18769.56
0.18702 | 0 | 0 | 0 |  | 0 | 0 | 0 | 0 | 0 | 0 | 0 | n | 9 | (number of points (n)
0.56728 | 0 | 0 | 0 |  | 0 | 0 | 0 | 0 | 0 | 0 | 0
0.15752 | 0 | 0 | 0 |  | 0 | 0 | 0 | 0 | 0 | 0 | 0 | D | 102032 | Denominator (D)
0.13372 | 0 | 0 | 0 |  | 0 | 0 | 0 | 0 | 0 | 0 | 0 | a= | -0.33229 | -0.33229
0.96925 | 0 | 0 | 0 |  | 0 | 0 | 0 | 0 | 0 | 0 | 0 | b= | 10.2318
0.091486 | 0 | 0 | 0 |  | 0 | 0 | 0 | 0 | 0 | 0 | 0 | c= | 5.1358
0.78054 | 0 | 0 | 0 |  | 0 | 0 | 0 | 0 | 0 | 0 | 0 | y= | -0.33229 | X^2 | + | 10.2318 | x | + | 5.1358
0.81988 | 0 | 0 | 0 |  | 0 | 0 | 0 | 0 | 0 | 0 | 0 | R2= | 0.99661
0.46388 | 0 | 0 | 0 |  | 0 | 0 | 0 | 0 | 0 | 0 | 0
0.70505 | 0 | 0 | 0 |  | 0 | 0 | 0 | 0 | 0 | 0 | 0 |  | Calculation of R2
0.46591 | 0 | 0 | 0 |  | 0 | 0 | 0 | 0 | 0 | 0 | 0 |  | ?(Y-meany)^2 | PredY |  | ?(Y-PredY)^2 |  | ?(meanY-PredY)^2
0.53041 | 0 | 0 | 0 |  | 0 | 0 | 0 | 0 | 0 | 0 | 0 |  | 583.7056 | 24.2703 |  | 0.028993 |  | 575.5069
0.71464 | 0 | 0 | 0 |  | 0 | 0 | 0 | 0 | 0 | 0 | 0 |  | 583.7056 | 24.2703 |  | 0.028993 |  | 575.5069
0.98715 | 0 | 0 | 0 |  | 0 | 0 | 0 | 0 | 0 | 0 | 0 |  | 45.6976 | 40.7465 |  | 0.56781 |  | 56.4532
0.4072 | 0 | 0 | 0 |  | 0 | 0 | 0 | 0 | 0 | 0 | 0 |  | 45.6976 | 40.7465 |  | 0.56781 |  | 56.4532
0.091289 | 0 | 0 | 0 |  | 0 | 0 | 0 | 0 | 0 | 0 | 0 |  | 5.1076 | 47.9877 |  | 3.9509 |  | 0.074153
0.29233 | 0 | 0 | 0 |  | 0 | 0 | 0 | 0 | 0 | 0 | 0 |  | 58.3696 | 54.5643 |  | 1.784 |  | 39.7446
0.58874 | 0 | 0 | 0 |  | 0 | 0 | 0 | 0 | 0 | 0 | 0 |  | 284.2596 | 65.7239 |  | 0.36466 |  | 304.9867
0.04948 | 0 | 0 | 0 |  | 0 | 0 | 0 | 0 | 0 | 0 | 0 |  | 284.2596 | 65.7239 |  | 0.36466 |  | 304.9867
0.74452 | 0 | 0 | 0 |  | 0 | 0 | 0 | 0 | 0 | 0 | 0 |  | 517.1076 | 70.3068 |  | 0.48058 |  | 486.0597
0.73077 | 0 | 0 | 0 |  | 0 | 0 | 0 | 0 | 0 | 0 | 0 |  | 0 | 0 |  | 0 |  | 0
0.91985 | 0 | 0 | 0 |  | 0 | 0 | 0 | 0 | 0 | 0 | 0 |  | 0 | 0 |  | 0 |  | 0
0.56821 | 0 | 0 | 0 |  | 0 | 0 | 0 | 0 | 0 | 0 | 0 |  | 0 | 0 |  | 0 |  | 0
0.078225 | 0 | 0 | 0 |  | 0 | 0 | 0 | 0 | 0 | 0 | 0 |  | 0 | 0 |  | 0 |  | 0
0.58091 | 0 | 0 | 0 |  | 0 | 0 | 0 | 0 | 0 | 0 | 0 |  | 0 | 0 |  | 0 |  | 0
[13 empty] | 0 | 0 |  | 0 |  | 0
[13 empty] | 0 | 0 |  | 0 |  | 0
[13 empty] | 0 | 0 |  | 0 |  | 0
[13 empty] | 0 | 0 |  | 0 |  | 0
[13 empty] | 0 | 0 |  | 0 |  | 0
[13 empty] | 0 | 0 |  | 0 |  | 0
[13 empty] | 0 | 0 |  | 0 |  | 0
[13 empty] | 0 | 0 |  | 0 |  | 0
[13 empty] | 0 | 0 |  | 0 |  | 0
[13 empty] | 0 | 0 |  | 0 |  | 0
[13 empty] | 0 | 0 |  | 0 |  | 0
[13 empty] | 0 | 0 |  | 0 |  | 0
[13 empty] | 0 | 0 |  | 0 |  | 0
[13 empty] | 0 | 0 |  | 0 |  | 0
[13 empty] | 0 | 0 |  | 0 |  | 0
[13 empty] | 0 | 0 |  | 0 |  | 0
[13 empty] | 0 | 0 |  | 0 |  | 0
[13 empty] | 0 | 0 |  | 0 |  | 0
[13 empty] | 0 | 0 |  | 0 |  | 0
[13 empty] | 0 | 0 |  | 0 |  | 0
[13 empty] | 0 | 0 |  | 0 |  | 0
[13 empty] | 0 | 0 |  | 0 |  | 0
[13 empty] | 2407.9104 | 434.34 |  | 8.1384 |  | 2399.772

## Sheet15
bootstrap selection | Standards | Instrument readings | Reading of the unknown | Calculated concentration | X | Y | X*Y | X*X | X^3 | X^4 | X^2y
0.97754 | 2 | 24.1 | 0 |  | 2 | 24.1 | 48.2 | 4 | 8 | 16 | 96.4
0.46899 | 2 | 24.1 | 0 |  | 2 | 24.1 | 48.2 | 4 | 8 | 16 | 96.4
0.023433 | 3 | 31.1 | 0 |  | 3 | 31.1 | 93.3 | 9 | 27 | 81 | 279.9
0.63754 | 5 | 46 | 0 |  | 5 | 46 | 230 | 25 | 125 | 625 | 1150
0.12937 | 5 | 46 | 0 |  | 5 | 46 | 230 | 25 | 125 | 625 | 1150
0.7541 | 7 | 63 | 0 |  | 7 | 63 | 441 | 49 | 343 | 2401 | 3087
0.80472 | 8 | 65.12 | 0 |  | 8 | 65.12 | 520.96 | 64 | 512 | 4096 | 4167.68
0.41595 | 8 | 65.12 | 0 |  | 8 | 65.12 | 520.96 | 64 | 512 | 4096 | 4167.68
0.11849 | 9 | 71 | 0 |  | 9 | 71 | 639 | 81 | 729 | 6561 | 5751
0.57172 | 0 | 0 | 0 |  | 0 | 0 | 0 | 0 | 0 | 0 | 0
0.51585 | 0 | 0 | 0 |  | 0 | 0 | 0 | 0 | 0 | 0 | 0
0.82176 | 0 | 0 | 0 |  | 0 | 0 | 0 | 0 | 0 | 0 | 0
0.13607 | 0 | 0 | 0 |  | 0 | 0 | 0 | 0 | 0 | 0 | 0
0.99755 | 0 | 0 | 0 |  | 0 | 0 | 0 | 0 | 0 | 0 | 0
0.59255 | 0 | 0 | 0 |  | 0 | 0 | 0 | 0 | 0 | 0 | 0
0.69769 | 0 | 0 | 0 |  | 0 | 0 | 0 | 0 | 0 | 0 | 0
0.33019 | 0 | 0 | 0 |  | 0 | 0 | 0 | 0 | 0 | 0 | 0 | Calculations of the coefficients a,b, and c of the best-fit parabola y=ax^2+bx+c
0.77851 | 0 | 0 | 0 |  | 0 | 0 | 0 | 0 | 0 | 0 | 0 | sums | sumx | sumy | sumxy | sumx2 | sumx3 | sumx4 | sumx2y
0.71439 | 0 | 0 | 0 |  | 0 | 0 | 0 | 0 | 0 | 0 | 0 |  | ?X | ?Y | ?(X*Y) | ?(X*X) | ?(X^3) | ?(X^4) | ?(X^2)*y
0.31335 | 0 | 0 | 0 |  | 0 | 0 | 0 | 0 | 0 | 0 | 0 |  | 49 | 435.54 | 2771.62 | 325 | 2389 | 18517 | 19946.06
0.50267 | 0 | 0 | 0 |  | 0 | 0 | 0 | 0 | 0 | 0 | 0 | n | 9 | (number of points (n)
0.037451 | 0 | 0 | 0 |  | 0 | 0 | 0 | 0 | 0 | 0 | 0
0.24285 | 0 | 0 | 0 |  | 0 | 0 | 0 | 0 | 0 | 0 | 0 | D | 98544 | Denominator (D)
0.97024 | 0 | 0 | 0 |  | 0 | 0 | 0 | 0 | 0 | 0 | 0 | a= | -0.22307 | -0.22307
0.2789 | 0 | 0 | 0 |  | 0 | 0 | 0 | 0 | 0 | 0 | 0 | b= | 9.2499
0.020954 | 0 | 0 | 0 |  | 0 | 0 | 0 | 0 | 0 | 0 | 0 | c= | 6.088
0.12492 | 0 | 0 | 0 |  | 0 | 0 | 0 | 0 | 0 | 0 | 0 | y= | -0.22307 | X^2 | + | 9.2499 | x | + | 6.088
0.32668 | 0 | 0 | 0 |  | 0 | 0 | 0 | 0 | 0 | 0 | 0 | R2= | 0.99543
0.15782 | 0 | 0 | 0 |  | 0 | 0 | 0 | 0 | 0 | 0 | 0
0.67418 | 0 | 0 | 0 |  | 0 | 0 | 0 | 0 | 0 | 0 | 0 |  | Calculation of R2
0.57061 | 0 | 0 | 0 |  | 0 | 0 | 0 | 0 | 0 | 0 | 0 |  | ?(Y-meany)^2 | PredY |  | ?(Y-PredY)^2 |  | ?(meanY-PredY)^2
0.041224 | 0 | 0 | 0 |  | 0 | 0 | 0 | 0 | 0 | 0 | 0 |  | 590.166 | 23.6955 |  | 0.1636 |  | 609.982
0.60483 | 0 | 0 | 0 |  | 0 | 0 | 0 | 0 | 0 | 0 | 0 |  | 590.166 | 23.6955 |  | 0.1636 |  | 609.982
0.54888 | 0 | 0 | 0 |  | 0 | 0 | 0 | 0 | 0 | 0 | 0 |  | 299.0594 | 31.8301 |  | 0.53304 |  | 274.3409
0.60766 | 0 | 0 | 0 |  | 0 | 0 | 0 | 0 | 0 | 0 | 0 |  | 5.728 | 46.7608 |  | 0.57884 |  | 2.6651
0.44293 | 0 | 0 | 0 |  | 0 | 0 | 0 | 0 | 0 | 0 | 0 |  | 5.728 | 46.7608 |  | 0.57884 |  | 2.6651
0.94642 | 0 | 0 | 0 |  | 0 | 0 | 0 | 0 | 0 | 0 | 0 |  | 213.3547 | 59.907 |  | 9.5668 |  | 132.5639
0.60078 | 0 | 0 | 0 |  | 0 | 0 | 0 | 0 | 0 | 0 | 0 |  | 279.7814 | 65.8108 |  | 0.47727 |  | 303.3697
0.019484 | 0 | 0 | 0 |  | 0 | 0 | 0 | 0 | 0 | 0 | 0 |  | 279.7814 | 65.8108 |  | 0.47727 |  | 303.3697
0.62589 | 0 | 0 | 0 |  | 0 | 0 | 0 | 0 | 0 | 0 | 0 |  | 511.0614 | 71.2686 |  | 0.072131 |  | 523.2766
0.39822 | 0 | 0 | 0 |  | 0 | 0 | 0 | 0 | 0 | 0 | 0 |  | 0 | 0 |  | 0 |  | 0
0.42612 | 0 | 0 | 0 |  | 0 | 0 | 0 | 0 | 0 | 0 | 0 |  | 0 | 0 |  | 0 |  | 0
0.63681 | 0 | 0 | 0 |  | 0 | 0 | 0 | 0 | 0 | 0 | 0 |  | 0 | 0 |  | 0 |  | 0
0.26987 | 0 | 0 | 0 |  | 0 | 0 | 0 | 0 | 0 | 0 | 0 |  | 0 | 0 |  | 0 |  | 0
0.38297 | 0 | 0 | 0 |  | 0 | 0 | 0 | 0 | 0 | 0 | 0 |  | 0 | 0 |  | 0 |  | 0
[13 empty] | 0 | 0 |  | 0 |  | 0
[13 empty] | 0 | 0 |  | 0 |  | 0
[13 empty] | 0 | 0 |  | 0 |  | 0
[13 empty] | 0 | 0 |  | 0 |  | 0
[13 empty] | 0 | 0 |  | 0 |  | 0
[13 empty] | 0 | 0 |  | 0 |  | 0
[13 empty] | 0 | 0 |  | 0 |  | 0
[13 empty] | 0 | 0 |  | 0 |  | 0
[13 empty] | 0 | 0 |  | 0 |  | 0
[13 empty] | 0 | 0 |  | 0 |  | 0
[13 empty] | 0 | 0 |  | 0 |  | 0
[13 empty] | 0 | 0 |  | 0 |  | 0
[13 empty] | 0 | 0 |  | 0 |  | 0
[13 empty] | 0 | 0 |  | 0 |  | 0
[13 empty] | 0 | 0 |  | 0 |  | 0
[13 empty] | 0 | 0 |  | 0 |  | 0
[13 empty] | 0 | 0 |  | 0 |  | 0
[13 empty] | 0 | 0 |  | 0 |  | 0
[13 empty] | 0 | 0 |  | 0 |  | 0
[13 empty] | 0 | 0 |  | 0 |  | 0
[13 empty] | 0 | 0 |  | 0 |  | 0
[13 empty] | 0 | 0 |  | 0 |  | 0
[13 empty] | 2774.8264 | 435.54 |  | 12.6114 |  | 2762.215

## Sheet16
bootstrap selection | Standards | Instrument readings | Reading of the unknown | Calculated concentration | X | Y | X*Y | X*X | X^3 | X^4 | X^2y
0.19542 | 1 | 10.5 | 0 |  | 1 | 10.5 | 10.5 | 1 | 1 | 1 | 10.5
0.96409 | 3 | 31.1 | 0 |  | 3 | 31.1 | 93.3 | 9 | 27 | 81 | 279.9
0.67348 | 4 | 41.5 | 0 |  | 4 | 41.5 | 166 | 16 | 64 | 256 | 664
0.80401 | 5 | 46 | 0 |  | 5 | 46 | 230 | 25 | 125 | 625 | 1150
0.67332 | 6 | 55.9 | 0 |  | 6 | 55.9 | 335.4 | 36 | 216 | 1296 | 2012.4
0.811 | 7 | 63 | 0 |  | 7 | 63 | 441 | 49 | 343 | 2401 | 3087
0.446 | 7 | 63 | 0 |  | 7 | 63 | 441 | 49 | 343 | 2401 | 3087
0.070685 | 8 | 65.12 | 0 |  | 8 | 65.12 | 520.96 | 64 | 512 | 4096 | 4167.68
0.96117 | 0 | 0 | 0 |  | 0 | 0 | 0 | 0 | 0 | 0 | 0
0.58247 | 0 | 0 | 0 |  | 0 | 0 | 0 | 0 | 0 | 0 | 0
0.52578 | 0 | 0 | 0 |  | 0 | 0 | 0 | 0 | 0 | 0 | 0
0.12769 | 0 | 0 | 0 |  | 0 | 0 | 0 | 0 | 0 | 0 | 0
0.73351 | 0 | 0 | 0 |  | 0 | 0 | 0 | 0 | 0 | 0 | 0
0.026342 | 0 | 0 | 0 |  | 0 | 0 | 0 | 0 | 0 | 0 | 0
0.62617 | 0 | 0 | 0 |  | 0 | 0 | 0 | 0 | 0 | 0 | 0
0.19392 | 0 | 0 | 0 |  | 0 | 0 | 0 | 0 | 0 | 0 | 0
0.65972 | 0 | 0 | 0 |  | 0 | 0 | 0 | 0 | 0 | 0 | 0 | Calculations of the coefficients a,b, and c of the best-fit parabola y=ax^2+bx+c
0.35013 | 0 | 0 | 0 |  | 0 | 0 | 0 | 0 | 0 | 0 | 0 | sums | sumx | sumy | sumxy | sumx2 | sumx3 | sumx4 | sumx2y
0.17453 | 0 | 0 | 0 |  | 0 | 0 | 0 | 0 | 0 | 0 | 0 |  | ?X | ?Y | ?(X*Y) | ?(X*X) | ?(X^3) | ?(X^4) | ?(X^2)*y
0.90629 | 0 | 0 | 0 |  | 0 | 0 | 0 | 0 | 0 | 0 | 0 |  | 41 | 376.12 | 2238.16 | 249 | 1631 | 11157 | 14458.48
0.61194 | 0 | 0 | 0 |  | 0 | 0 | 0 | 0 | 0 | 0 | 0 | n | 9 | (number of points (n)
0.99457 | 0 | 0 | 0 |  | 0 | 0 | 0 | 0 | 0 | 0 | 0
0.87062 | 0 | 0 | 0 |  | 0 | 0 | 0 | 0 | 0 | 0 | 0 | D | 169980 | Denominator (D)
0.6447 | 0 | 0 | 0 |  | 0 | 0 | 0 | 0 | 0 | 0 | 0 | a= | -0.44783 | -0.44783
0.61975 | 0 | 0 | 0 |  | 0 | 0 | 0 | 0 | 0 | 0 | 0 | b= | 12.0077
0.73213 | 0 | 0 | 0 |  | 0 | 0 | 0 | 0 | 0 | 0 | 0 | c= | -0.52073
0.20254 | 0 | 0 | 0 |  | 0 | 0 | 0 | 0 | 0 | 0 | 0 | y= | -0.44783 | X^2 | + | 12.0077 | x | + | -0.52073
0.84801 | 0 | 0 | 0 |  | 0 | 0 | 0 | 0 | 0 | 0 | 0 | R2= | 0.99671
0.49827 | 0 | 0 | 0 |  | 0 | 0 | 0 | 0 | 0 | 0 | 0
0.79258 | 0 | 0 | 0 |  | 0 | 0 | 0 | 0 | 0 | 0 | 0 |  | Calculation of R2
0.77375 | 0 | 0 | 0 |  | 0 | 0 | 0 | 0 | 0 | 0 | 0 |  | ?(Y-meany)^2 | PredY |  | ?(Y-PredY)^2 |  | ?(meanY-PredY)^2
0.6469 | 0 | 0 | 0 |  | 0 | 0 | 0 | 0 | 0 | 0 | 0 |  | 979.1336 | 11.0392 |  | 0.29068 |  | 945.6831
0.56478 | 0 | 0 | 0 |  | 0 | 0 | 0 | 0 | 0 | 0 | 0 |  | 114.2999 | 31.4719 |  | 0.13833 |  | 106.4855
0.68077 | 0 | 0 | 0 |  | 0 | 0 | 0 | 0 | 0 | 0 | 0 |  | 0.084746 | 40.3448 |  | 1.3344 |  | 2.0917
0.17751 | 0 | 0 | 0 |  | 0 | 0 | 0 | 0 | 0 | 0 | 0 |  | 17.7147 | 48.3221 |  | 5.3921 |  | 42.6536
0.50668 | 0 | 0 | 0 |  | 0 | 0 | 0 | 0 | 0 | 0 | 0 |  | 199.0607 | 55.4037 |  | 0.24635 |  | 185.3017
0.8591 | 0 | 0 | 0 |  | 0 | 0 | 0 | 0 | 0 | 0 | 0 |  | 449.817 | 61.5896 |  | 1.9892 |  | 391.98
0.24937 | 0 | 0 | 0 |  | 0 | 0 | 0 | 0 | 0 | 0 | 0 |  | 449.817 | 61.5896 |  | 1.9892 |  | 391.98
0.049009 | 0 | 0 | 0 |  | 0 | 0 | 0 | 0 | 0 | 0 | 0 |  | 544.2371 | 66.8799 |  | 3.0971 |  | 629.4457
0.99948 | 0 | 0 | 0 |  | 0 | 0 | 0 | 0 | 0 | 0 | 0 |  | 1746.497 | -0.52073 |  | 0.27116 |  | 1790.2918
0.37381 | 0 | 0 | 0 |  | 0 | 0 | 0 | 0 | 0 | 0 | 0 |  | 0 | 0 |  | 0 |  | 0
0.47294 | 0 | 0 | 0 |  | 0 | 0 | 0 | 0 | 0 | 0 | 0 |  | 0 | 0 |  | 0 |  | 0
0.58726 | 0 | 0 | 0 |  | 0 | 0 | 0 | 0 | 0 | 0 | 0 |  | 0 | 0 |  | 0 |  | 0
0.6522 | 0 | 0 | 0 |  | 0 | 0 | 0 | 0 | 0 | 0 | 0 |  | 0 | 0 |  | 0 |  | 0
0.8923 | 0 | 0 | 0 |  | 0 | 0 | 0 | 0 | 0 | 0 | 0 |  | 0 | 0 |  | 0 |  | 0
[13 empty] | 0 | 0 |  | 0 |  | 0
[13 empty] | 0 | 0 |  | 0 |  | 0
[13 empty] | 0 | 0 |  | 0 |  | 0
[13 empty] | 0 | 0 |  | 0 |  | 0
[13 empty] | 0 | 0 |  | 0 |  | 0
[13 empty] | 0 | 0 |  | 0 |  | 0
[13 empty] | 0 | 0 |  | 0 |  | 0
[13 empty] | 0 | 0 |  | 0 |  | 0
[13 empty] | 0 | 0 |  | 0 |  | 0
[13 empty] | 0 | 0 |  | 0 |  | 0
[13 empty] | 0 | 0 |  | 0 |  | 0
[13 empty] | 0 | 0 |  | 0 |  | 0
[13 empty] | 0 | 0 |  | 0 |  | 0
[13 empty] | 0 | 0 |  | 0 |  | 0
[13 empty] | 0 | 0 |  | 0 |  | 0
[13 empty] | 0 | 0 |  | 0 |  | 0
[13 empty] | 0 | 0 |  | 0 |  | 0
[13 empty] | 0 | 0 |  | 0 |  | 0
[13 empty] | 0 | 0 |  | 0 |  | 0
[13 empty] | 0 | 0 |  | 0 |  | 0
[13 empty] | 0 | 0 |  | 0 |  | 0
[13 empty] | 0 | 0 |  | 0 |  | 0
[13 empty] | 4500.6617 | 376.12 |  | 14.7486 |  | 4485.9131

## Sheet17
bootstrap selection | Standards | Instrument readings | Reading of the unknown | Calculated concentration | X | Y | X*Y | X*X | X^3 | X^4 | X^2y
0.060686 | 1 | 10.5 | 0 |  | 1 | 10.5 | 10.5 | 1 | 1 | 1 | 10.5
0.73663 | 3 | 31.1 | 0 |  | 3 | 31.1 | 93.3 | 9 | 27 | 81 | 279.9
0.79134 | 4 | 41.5 | 0 |  | 4 | 41.5 | 166 | 16 | 64 | 256 | 664
0.2182 | 4 | 41.5 | 0 |  | 4 | 41.5 | 166 | 16 | 64 | 256 | 664
0.14234 | 5 | 46 | 0 |  | 5 | 46 | 230 | 25 | 125 | 625 | 1150
0.098113 | 6 | 55.9 | 0 |  | 6 | 55.9 | 335.4 | 36 | 216 | 1296 | 2012.4
0.31532 | 7 | 63 | 0 |  | 7 | 63 | 441 | 49 | 343 | 2401 | 3087
0.35477 | 8 | 65.12 | 0 |  | 8 | 65.12 | 520.96 | 64 | 512 | 4096 | 4167.68
0.31775 | 9 | 71 | 0 |  | 9 | 71 | 639 | 81 | 729 | 6561 | 5751
0.24382 | 0 | 0 | 0 |  | 0 | 0 | 0 | 0 | 0 | 0 | 0
0.97833 | 0 | 0 | 0 |  | 0 | 0 | 0 | 0 | 0 | 0 | 0
0.40982 | 0 | 0 | 0 |  | 0 | 0 | 0 | 0 | 0 | 0 | 0
0.42433 | 0 | 0 | 0 |  | 0 | 0 | 0 | 0 | 0 | 0 | 0
0.097502 | 0 | 0 | 0 |  | 0 | 0 | 0 | 0 | 0 | 0 | 0
0.93236 | 0 | 0 | 0 |  | 0 | 0 | 0 | 0 | 0 | 0 | 0
0.47388 | 0 | 0 | 0 |  | 0 | 0 | 0 | 0 | 0 | 0 | 0
0.38224 | 0 | 0 | 0 |  | 0 | 0 | 0 | 0 | 0 | 0 | 0 | Calculations of the coefficients a,b, and c of the best-fit parabola y=ax^2+bx+c
0.6922 | 0 | 0 | 0 |  | 0 | 0 | 0 | 0 | 0 | 0 | 0 | sums | sumx | sumy | sumxy | sumx2 | sumx3 | sumx4 | sumx2y
0.46162 | 0 | 0 | 0 |  | 0 | 0 | 0 | 0 | 0 | 0 | 0 |  | ?X | ?Y | ?(X*Y) | ?(X*X) | ?(X^3) | ?(X^4) | ?(X^2)*y
0.85842 | 0 | 0 | 0 |  | 0 | 0 | 0 | 0 | 0 | 0 | 0 |  | 47 | 425.62 | 2602.16 | 297 | 2081 | 15573 | 17786.48
0.43171 | 0 | 0 | 0 |  | 0 | 0 | 0 | 0 | 0 | 0 | 0 | n | 9 | (number of points (n)
0.96947 | 0 | 0 | 0 |  | 0 | 0 | 0 | 0 | 0 | 0 | 0
0.64675 | 0 | 0 | 0 |  | 0 | 0 | 0 | 0 | 0 | 0 | 0 | D | 150108 | Denominator (D)
0.10489 | 0 | 0 | 0 |  | 0 | 0 | 0 | 0 | 0 | 0 | 0 | a= | -0.49482 | -0.49482
0.88512 | 0 | 0 | 0 |  | 0 | 0 | 0 | 0 | 0 | 0 | 0 | b= | 12.4473
0.84055 | 0 | 0 | 0 |  | 0 | 0 | 0 | 0 | 0 | 0 | 0 | c= | -1.3828
0.68865 | 0 | 0 | 0 |  | 0 | 0 | 0 | 0 | 0 | 0 | 0 | y= | -0.49482 | X^2 | + | 12.4473 | x | + | -1.3828
0.026018 | 0 | 0 | 0 |  | 0 | 0 | 0 | 0 | 0 | 0 | 0 | R2= | 0.99549
0.9271 | 0 | 0 | 0 |  | 0 | 0 | 0 | 0 | 0 | 0 | 0
0.73992 | 0 | 0 | 0 |  | 0 | 0 | 0 | 0 | 0 | 0 | 0 |  | Calculation of R2
0.27167 | 0 | 0 | 0 |  | 0 | 0 | 0 | 0 | 0 | 0 | 0 |  | ?(Y-meany)^2 | PredY |  | ?(Y-PredY)^2 |  | ?(meanY-PredY)^2
0.77132 | 0 | 0 | 0 |  | 0 | 0 | 0 | 0 | 0 | 0 | 0 |  | 1353.5859 | 10.5697 |  | 0.0048632 |  | 1348.4593
0.72783 | 0 | 0 | 0 |  | 0 | 0 | 0 | 0 | 0 | 0 | 0 |  | 262.1521 | 31.5059 |  | 0.16476 |  | 249.1727
0.69839 | 0 | 0 | 0 |  | 0 | 0 | 0 | 0 | 0 | 0 | 0 |  | 33.537 | 40.4895 |  | 1.021 |  | 46.2613
0.80808 | 0 | 0 | 0 |  | 0 | 0 | 0 | 0 | 0 | 0 | 0 |  | 33.537 | 40.4895 |  | 1.021 |  | 46.2613
0.35349 | 0 | 0 | 0 |  | 0 | 0 | 0 | 0 | 0 | 0 | 0 |  | 1.667 | 48.4836 |  | 6.168 |  | 1.4219
0.077107 | 0 | 0 | 0 |  | 0 | 0 | 0 | 0 | 0 | 0 | 0 |  | 74.113 | 55.4879 |  | 0.1698 |  | 67.1879
0.24258 | 0 | 0 | 0 |  | 0 | 0 | 0 | 0 | 0 | 0 | 0 |  | 246.7692 | 61.5027 |  | 2.242 |  | 201.9688
0.86725 | 0 | 0 | 0 |  | 0 | 0 | 0 | 0 | 0 | 0 | 0 |  | 317.8693 | 66.5278 |  | 1.9819 |  | 370.0502
0.73767 | 0 | 0 | 0 |  | 0 | 0 | 0 | 0 | 0 | 0 | 0 |  | 562.1114 | 70.5633 |  | 0.19072 |  | 541.5942
0.23008 | 0 | 0 | 0 |  | 0 | 0 | 0 | 0 | 0 | 0 | 0 |  | 0 | 0 |  | 0 |  | 0
0.9544 | 0 | 0 | 0 |  | 0 | 0 | 0 | 0 | 0 | 0 | 0 |  | 0 | 0 |  | 0 |  | 0
0.63127 | 0 | 0 | 0 |  | 0 | 0 | 0 | 0 | 0 | 0 | 0 |  | 0 | 0 |  | 0 |  | 0
0.5675 | 0 | 0 | 0 |  | 0 | 0 | 0 | 0 | 0 | 0 | 0 |  | 0 | 0 |  | 0 |  | 0
0.20432 | 0 | 0 | 0 |  | 0 | 0 | 0 | 0 | 0 | 0 | 0 |  | 0 | 0 |  | 0 |  | 0
[13 empty] | 0 | 0 |  | 0 |  | 0
[13 empty] | 0 | 0 |  | 0 |  | 0
[13 empty] | 0 | 0 |  | 0 |  | 0
[13 empty] | 0 | 0 |  | 0 |  | 0
[13 empty] | 0 | 0 |  | 0 |  | 0
[13 empty] | 0 | 0 |  | 0 |  | 0
[13 empty] | 0 | 0 |  | 0 |  | 0
[13 empty] | 0 | 0 |  | 0 |  | 0
[13 empty] | 0 | 0 |  | 0 |  | 0
[13 empty] | 0 | 0 |  | 0 |  | 0
[13 empty] | 0 | 0 |  | 0 |  | 0
[13 empty] | 0 | 0 |  | 0 |  | 0
[13 empty] | 0 | 0 |  | 0 |  | 0
[13 empty] | 0 | 0 |  | 0 |  | 0
[13 empty] | 0 | 0 |  | 0 |  | 0
[13 empty] | 0 | 0 |  | 0 |  | 0
[13 empty] | 0 | 0 |  | 0 |  | 0
[13 empty] | 0 | 0 |  | 0 |  | 0
[13 empty] | 0 | 0 |  | 0 |  | 0
[13 empty] | 0 | 0 |  | 0 |  | 0
[13 empty] | 0 | 0 |  | 0 |  | 0
[13 empty] | 0 | 0 |  | 0 |  | 0
[13 empty] | 2885.3417 | 425.62 |  | 12.9641 |  | 2872.3776

## Sheet18
bootstrap selection | Standards | Instrument readings | Reading of the unknown | Calculated concentration | X | Y | X*Y | X*X | X^3 | X^4 | X^2y
0.92555 | 2 | 24.1 | 0 |  | 2 | 24.1 | 48.2 | 4 | 8 | 16 | 96.4
0.3312 | 2 | 24.1 | 0 |  | 2 | 24.1 | 48.2 | 4 | 8 | 16 | 96.4
0.10546 | 3 | 31.1 | 0 |  | 3 | 31.1 | 93.3 | 9 | 27 | 81 | 279.9
0.74839 | 5 | 46 | 0 |  | 5 | 46 | 230 | 25 | 125 | 625 | 1150
0.026622 | 5 | 46 | 0 |  | 5 | 46 | 230 | 25 | 125 | 625 | 1150
0.35214 | 6 | 55.9 | 0 |  | 6 | 55.9 | 335.4 | 36 | 216 | 1296 | 2012.4
0.6276 | 8 | 65.12 | 0 |  | 8 | 65.12 | 520.96 | 64 | 512 | 4096 | 4167.68
0.50207 | 9 | 71 | 0 |  | 9 | 71 | 639 | 81 | 729 | 6561 | 5751
0.30194 | 9 | 71 | 0 |  | 9 | 71 | 639 | 81 | 729 | 6561 | 5751
0.40969 | 0 | 0 | 0 |  | 0 | 0 | 0 | 0 | 0 | 0 | 0
0.25131 | 0 | 0 | 0 |  | 0 | 0 | 0 | 0 | 0 | 0 | 0
0.94287 | 0 | 0 | 0 |  | 0 | 0 | 0 | 0 | 0 | 0 | 0
0.67536 | 0 | 0 | 0 |  | 0 | 0 | 0 | 0 | 0 | 0 | 0
0.46579 | 0 | 0 | 0 |  | 0 | 0 | 0 | 0 | 0 | 0 | 0
0.39018 | 0 | 0 | 0 |  | 0 | 0 | 0 | 0 | 0 | 0 | 0
0.25904 | 0 | 0 | 0 |  | 0 | 0 | 0 | 0 | 0 | 0 | 0
0.027772 | 0 | 0 | 0 |  | 0 | 0 | 0 | 0 | 0 | 0 | 0 | Calculations of the coefficients a,b, and c of the best-fit parabola y=ax^2+bx+c
0.30872 | 0 | 0 | 0 |  | 0 | 0 | 0 | 0 | 0 | 0 | 0 | sums | sumx | sumy | sumxy | sumx2 | sumx3 | sumx4 | sumx2y
0.438 | 0 | 0 | 0 |  | 0 | 0 | 0 | 0 | 0 | 0 | 0 |  | ?X | ?Y | ?(X*Y) | ?(X*X) | ?(X^3) | ?(X^4) | ?(X^2)*y
0.086385 | 0 | 0 | 0 |  | 0 | 0 | 0 | 0 | 0 | 0 | 0 |  | 49 | 434.32 | 2784.06 | 329 | 2479 | 19877 | 20454.78
0.82424 | 0 | 0 | 0 |  | 0 | 0 | 0 | 0 | 0 | 0 | 0 | n | 9 | (number of points (n)
0.61778 | 0 | 0 | 0 |  | 0 | 0 | 0 | 0 | 0 | 0 | 0
0.33267 | 0 | 0 | 0 |  | 0 | 0 | 0 | 0 | 0 | 0 | 0 | D | 138780 | Denominator (D)
0.74457 | 0 | 0 | 0 |  | 0 | 0 | 0 | 0 | 0 | 0 | 0 | a= | -0.23491 | -0.23491
0.21433 | 0 | 0 | 0 |  | 0 | 0 | 0 | 0 | 0 | 0 | 0 | b= | 9.3374
0.004141 | 0 | 0 | 0 |  | 0 | 0 | 0 | 0 | 0 | 0 | 0 | c= | 6.008
0.4035 | 0 | 0 | 0 |  | 0 | 0 | 0 | 0 | 0 | 0 | 0 | y= | -0.23491 | X^2 | + | 9.3374 | x | + | 6.008
0.98427 | 0 | 0 | 0 |  | 0 | 0 | 0 | 0 | 0 | 0 | 0 | R2= | 0.9972
0.73725 | 0 | 0 | 0 |  | 0 | 0 | 0 | 0 | 0 | 0 | 0
0.61749 | 0 | 0 | 0 |  | 0 | 0 | 0 | 0 | 0 | 0 | 0 |  | Calculation of R2
0.67831 | 0 | 0 | 0 |  | 0 | 0 | 0 | 0 | 0 | 0 | 0 |  | ?(Y-meany)^2 | PredY |  | ?(Y-PredY)^2 |  | ?(meanY-PredY)^2
0.71369 | 0 | 0 | 0 |  | 0 | 0 | 0 | 0 | 0 | 0 | 0 |  | 583.5982 | 23.7432 |  | 0.12732 |  | 600.9652
0.98972 | 0 | 0 | 0 |  | 0 | 0 | 0 | 0 | 0 | 0 | 0 |  | 583.5982 | 23.7432 |  | 0.12732 |  | 600.9652
0.68275 | 0 | 0 | 0 |  | 0 | 0 | 0 | 0 | 0 | 0 | 0 |  | 294.3893 | 31.9061 |  | 0.64973 |  | 267.3787
0.94536 | 0 | 0 | 0 |  | 0 | 0 | 0 | 0 | 0 | 0 | 0 |  | 5.0976 | 46.8223 |  | 0.67624 |  | 2.0605
0.15556 | 0 | 0 | 0 |  | 0 | 0 | 0 | 0 | 0 | 0 | 0 |  | 5.0976 | 46.8223 |  | 0.67624 |  | 2.0605
0.28171 | 0 | 0 | 0 |  | 0 | 0 | 0 | 0 | 0 | 0 | 0 |  | 58.4036 | 53.5757 |  | 5.4022 |  | 28.2808
0.94413 | 0 | 0 | 0 |  | 0 | 0 | 0 | 0 | 0 | 0 | 0 |  | 284.3345 | 65.6731 |  | 0.30591 |  | 303.2931
0.16472 | 0 | 0 | 0 |  | 0 | 0 | 0 | 0 | 0 | 0 | 0 |  | 517.2087 | 71.017 |  | 0.00028993 |  | 517.9834
0.60479 | 0 | 0 | 0 |  | 0 | 0 | 0 | 0 | 0 | 0 | 0 |  | 517.2087 | 71.017 |  | 0.00028993 |  | 517.9834
0.79192 | 0 | 0 | 0 |  | 0 | 0 | 0 | 0 | 0 | 0 | 0 |  | 0 | 0 |  | 0 |  | 0
0.76661 | 0 | 0 | 0 |  | 0 | 0 | 0 | 0 | 0 | 0 | 0 |  | 0 | 0 |  | 0 |  | 0
0.43598 | 0 | 0 | 0 |  | 0 | 0 | 0 | 0 | 0 | 0 | 0 |  | 0 | 0 |  | 0 |  | 0
0.29044 | 0 | 0 | 0 |  | 0 | 0 | 0 | 0 | 0 | 0 | 0 |  | 0 | 0 |  | 0 |  | 0
0.78206 | 0 | 0 | 0 |  | 0 | 0 | 0 | 0 | 0 | 0 | 0 |  | 0 | 0 |  | 0 |  | 0
[13 empty] | 0 | 0 |  | 0 |  | 0
[13 empty] | 0 | 0 |  | 0 |  | 0
[13 empty] | 0 | 0 |  | 0 |  | 0
[13 empty] | 0 | 0 |  | 0 |  | 0
[13 empty] | 0 | 0 |  | 0 |  | 0
[13 empty] | 0 | 0 |  | 0 |  | 0
[13 empty] | 0 | 0 |  | 0 |  | 0
[13 empty] | 0 | 0 |  | 0 |  | 0
[13 empty] | 0 | 0 |  | 0 |  | 0
[13 empty] | 0 | 0 |  | 0 |  | 0
[13 empty] | 0 | 0 |  | 0 |  | 0
[13 empty] | 0 | 0 |  | 0 |  | 0
[13 empty] | 0 | 0 |  | 0 |  | 0
[13 empty] | 0 | 0 |  | 0 |  | 0
[13 empty] | 0 | 0 |  | 0 |  | 0
[13 empty] | 0 | 0 |  | 0 |  | 0
[13 empty] | 0 | 0 |  | 0 |  | 0
[13 empty] | 0 | 0 |  | 0 |  | 0
[13 empty] | 0 | 0 |  | 0 |  | 0
[13 empty] | 0 | 0 |  | 0 |  | 0
[13 empty] | 0 | 0 |  | 0 |  | 0
[13 empty] | 0 | 0 |  | 0 |  | 0
[13 empty] | 2848.9364 | 434.32 |  | 7.9655 |  | 2840.9709

## Sheet19
bootstrap selection | Standards | Instrument readings | Reading of the unknown | Calculated concentration | X | Y | X*Y | X*X | X^3 | X^4 | X^2y
0.24346 | 1 | 10.5 | 0 |  | 1 | 10.5 | 10.5 | 1 | 1 | 1 | 10.5
0.74448 | 3 | 31.1 | 0 |  | 3 | 31.1 | 93.3 | 9 | 27 | 81 | 279.9
0.85028 | 4 | 41.5 | 0 |  | 4 | 41.5 | 166 | 16 | 64 | 256 | 664
0.40433 | 4 | 41.5 | 0 |  | 4 | 41.5 | 166 | 16 | 64 | 256 | 664
0.30294 | 5 | 46 | 0 |  | 5 | 46 | 230 | 25 | 125 | 625 | 1150
0.14098 | 6 | 55.9 | 0 |  | 6 | 55.9 | 335.4 | 36 | 216 | 1296 | 2012.4
0.13284 | 7 | 63 | 0 |  | 7 | 63 | 441 | 49 | 343 | 2401 | 3087
0.3048 | 8 | 65.12 | 0 |  | 8 | 65.12 | 520.96 | 64 | 512 | 4096 | 4167.68
0.40184 | 9 | 71 | 0 |  | 9 | 71 | 639 | 81 | 729 | 6561 | 5751
0.23801 | 0 | 0 | 0 |  | 0 | 0 | 0 | 0 | 0 | 0 | 0
0.14782 | 0 | 0 | 0 |  | 0 | 0 | 0 | 0 | 0 | 0 | 0
0.13565 | 0 | 0 | 0 |  | 0 | 0 | 0 | 0 | 0 | 0 | 0
0.22388 | 0 | 0 | 0 |  | 0 | 0 | 0 | 0 | 0 | 0 | 0
0.41147 | 0 | 0 | 0 |  | 0 | 0 | 0 | 0 | 0 | 0 | 0
0.020856 | 0 | 0 | 0 |  | 0 | 0 | 0 | 0 | 0 | 0 | 0
0.13814 | 0 | 0 | 0 |  | 0 | 0 | 0 | 0 | 0 | 0 | 0
0.39586 | 0 | 0 | 0 |  | 0 | 0 | 0 | 0 | 0 | 0 | 0 | Calculations of the coefficients a,b, and c of the best-fit parabola y=ax^2+bx+c
0.73074 | 0 | 0 | 0 |  | 0 | 0 | 0 | 0 | 0 | 0 | 0 | sums | sumx | sumy | sumxy | sumx2 | sumx3 | sumx4 | sumx2y
0.22325 | 0 | 0 | 0 |  | 0 | 0 | 0 | 0 | 0 | 0 | 0 |  | ?X | ?Y | ?(X*Y) | ?(X*X) | ?(X^3) | ?(X^4) | ?(X^2)*y
0.052991 | 0 | 0 | 0 |  | 0 | 0 | 0 | 0 | 0 | 0 | 0 |  | 47 | 425.62 | 2602.16 | 297 | 2081 | 15573 | 17786.48
0.20197 | 0 | 0 | 0 |  | 0 | 0 | 0 | 0 | 0 | 0 | 0 | n | 9 | (number of points (n)
0.1846 | 0 | 0 | 0 |  | 0 | 0 | 0 | 0 | 0 | 0 | 0
0.44416 | 0 | 0 | 0 |  | 0 | 0 | 0 | 0 | 0 | 0 | 0 | D | 150108 | Denominator (D)
0.67815 | 0 | 0 | 0 |  | 0 | 0 | 0 | 0 | 0 | 0 | 0 | a= | -0.49482 | -0.49482
0.73073 | 0 | 0 | 0 |  | 0 | 0 | 0 | 0 | 0 | 0 | 0 | b= | 12.4473
0.042951 | 0 | 0 | 0 |  | 0 | 0 | 0 | 0 | 0 | 0 | 0 | c= | -1.3828
0.059383 | 0 | 0 | 0 |  | 0 | 0 | 0 | 0 | 0 | 0 | 0 | y= | -0.49482 | X^2 | + | 12.4473 | x | + | -1.3828
0.1025 | 0 | 0 | 0 |  | 0 | 0 | 0 | 0 | 0 | 0 | 0 | R2= | 0.99549
0.56591 | 0 | 0 | 0 |  | 0 | 0 | 0 | 0 | 0 | 0 | 0
0.5196 | 0 | 0 | 0 |  | 0 | 0 | 0 | 0 | 0 | 0 | 0 |  | Calculation of R2
0.043954 | 0 | 0 | 0 |  | 0 | 0 | 0 | 0 | 0 | 0 | 0 |  | ?(Y-meany)^2 | PredY |  | ?(Y-PredY)^2 |  | ?(meanY-PredY)^2
0.58774 | 0 | 0 | 0 |  | 0 | 0 | 0 | 0 | 0 | 0 | 0 |  | 1353.5859 | 10.5697 |  | 0.0048632 |  | 1348.4593
0.29799 | 0 | 0 | 0 |  | 0 | 0 | 0 | 0 | 0 | 0 | 0 |  | 262.1521 | 31.5059 |  | 0.16476 |  | 249.1727
0.22786 | 0 | 0 | 0 |  | 0 | 0 | 0 | 0 | 0 | 0 | 0 |  | 33.537 | 40.4895 |  | 1.021 |  | 46.2613
0.25538 | 0 | 0 | 0 |  | 0 | 0 | 0 | 0 | 0 | 0 | 0 |  | 33.537 | 40.4895 |  | 1.021 |  | 46.2613
0.41281 | 0 | 0 | 0 |  | 0 | 0 | 0 | 0 | 0 | 0 | 0 |  | 1.667 | 48.4836 |  | 6.168 |  | 1.4219
0.91716 | 0 | 0 | 0 |  | 0 | 0 | 0 | 0 | 0 | 0 | 0 |  | 74.113 | 55.4879 |  | 0.1698 |  | 67.1879
0.47482 | 0 | 0 | 0 |  | 0 | 0 | 0 | 0 | 0 | 0 | 0 |  | 246.7692 | 61.5027 |  | 2.242 |  | 201.9688
0.08144 | 0 | 0 | 0 |  | 0 | 0 | 0 | 0 | 0 | 0 | 0 |  | 317.8693 | 66.5278 |  | 1.9819 |  | 370.0502
0.56245 | 0 | 0 | 0 |  | 0 | 0 | 0 | 0 | 0 | 0 | 0 |  | 562.1114 | 70.5633 |  | 0.19072 |  | 541.5942
0.10744 | 0 | 0 | 0 |  | 0 | 0 | 0 | 0 | 0 | 0 | 0 |  | 0 | 0 |  | 0 |  | 0
0.55238 | 0 | 0 | 0 |  | 0 | 0 | 0 | 0 | 0 | 0 | 0 |  | 0 | 0 |  | 0 |  | 0
0.6422 | 0 | 0 | 0 |  | 0 | 0 | 0 | 0 | 0 | 0 | 0 |  | 0 | 0 |  | 0 |  | 0
0.16257 | 0 | 0 | 0 |  | 0 | 0 | 0 | 0 | 0 | 0 | 0 |  | 0 | 0 |  | 0 |  | 0
0.52756 | 0 | 0 | 0 |  | 0 | 0 | 0 | 0 | 0 | 0 | 0 |  | 0 | 0 |  | 0 |  | 0
[13 empty] | 0 | 0 |  | 0 |  | 0
[13 empty] | 0 | 0 |  | 0 |  | 0
[13 empty] | 0 | 0 |  | 0 |  | 0
[13 empty] | 0 | 0 |  | 0 |  | 0
[13 empty] | 0 | 0 |  | 0 |  | 0
[13 empty] | 0 | 0 |  | 0 |  | 0
[13 empty] | 0 | 0 |  | 0 |  | 0
[13 empty] | 0 | 0 |  | 0 |  | 0
[13 empty] | 0 | 0 |  | 0 |  | 0
[13 empty] | 0 | 0 |  | 0 |  | 0
[13 empty] | 0 | 0 |  | 0 |  | 0
[13 empty] | 0 | 0 |  | 0 |  | 0
[13 empty] | 0 | 0 |  | 0 |  | 0
[13 empty] | 0 | 0 |  | 0 |  | 0
[13 empty] | 0 | 0 |  | 0 |  | 0
[13 empty] | 0 | 0 |  | 0 |  | 0
[13 empty] | 0 | 0 |  | 0 |  | 0
[13 empty] | 0 | 0 |  | 0 |  | 0
[13 empty] | 0 | 0 |  | 0 |  | 0
[13 empty] | 0 | 0 |  | 0 |  | 0
[13 empty] | 0 | 0 |  | 0 |  | 0
[13 empty] | 0 | 0 |  | 0 |  | 0
[13 empty] | 2885.3417 | 425.62 |  | 12.9641 |  | 2872.3776

## Sheet20
bootstrap selection | Standards | Instrument readings | Reading of the unknown | Calculated concentration | X | Y | X*Y | X*X | X^3 | X^4 | X^2y
0.0075688 | 1 | 10.5 | 0 |  | 1 | 10.5 | 10.5 | 1 | 1 | 1 | 10.5
0.61515 | 3 | 31.1 | 0 |  | 3 | 31.1 | 93.3 | 9 | 27 | 81 | 279.9
0.53855 | 4 | 41.5 | 0 |  | 4 | 41.5 | 166 | 16 | 64 | 256 | 664
0.85409 | 5 | 46 | 0 |  | 5 | 46 | 230 | 25 | 125 | 625 | 1150
0.21821 | 5 | 46 | 0 |  | 5 | 46 | 230 | 25 | 125 | 625 | 1150
0.76778 | 7 | 63 | 0 |  | 7 | 63 | 441 | 49 | 343 | 2401 | 3087
0.92526 | 8 | 65.12 | 0 |  | 8 | 65.12 | 520.96 | 64 | 512 | 4096 | 4167.68
0.21378 | 8 | 65.12 | 0 |  | 8 | 65.12 | 520.96 | 64 | 512 | 4096 | 4167.68
0.51879 | 0 | 0 | 0 |  | 0 | 0 | 0 | 0 | 0 | 0 | 0
0.41544 | 0 | 0 | 0 |  | 0 | 0 | 0 | 0 | 0 | 0 | 0
0.10726 | 0 | 0 | 0 |  | 0 | 0 | 0 | 0 | 0 | 0 | 0
0.033561 | 0 | 0 | 0 |  | 0 | 0 | 0 | 0 | 0 | 0 | 0
0.27116 | 0 | 0 | 0 |  | 0 | 0 | 0 | 0 | 0 | 0 | 0
0.28292 | 0 | 0 | 0 |  | 0 | 0 | 0 | 0 | 0 | 0 | 0
0.8037 | 0 | 0 | 0 |  | 0 | 0 | 0 | 0 | 0 | 0 | 0
0.49106 | 0 | 0 | 0 |  | 0 | 0 | 0 | 0 | 0 | 0 | 0
0.0048135 | 0 | 0 | 0 |  | 0 | 0 | 0 | 0 | 0 | 0 | 0 | Calculations of the coefficients a,b, and c of the best-fit parabola y=ax^2+bx+c
0.5661 | 0 | 0 | 0 |  | 0 | 0 | 0 | 0 | 0 | 0 | 0 | sums | sumx | sumy | sumxy | sumx2 | sumx3 | sumx4 | sumx2y
0.31336 | 0 | 0 | 0 |  | 0 | 0 | 0 | 0 | 0 | 0 | 0 |  | ?X | ?Y | ?(X*Y) | ?(X*X) | ?(X^3) | ?(X^4) | ?(X^2)*y
0.14916 | 0 | 0 | 0 |  | 0 | 0 | 0 | 0 | 0 | 0 | 0 |  | 41 | 368.34 | 2212.72 | 253 | 1709 | 12181 | 14676.76
0.60344 | 0 | 0 | 0 |  | 0 | 0 | 0 | 0 | 0 | 0 | 0 | n | 9 | (number of points (n)
0.71904 | 0 | 0 | 0 |  | 0 | 0 | 0 | 0 | 0 | 0 | 0
0.3838 | 0 | 0 | 0 |  | 0 | 0 | 0 | 0 | 0 | 0 | 0 | D | 234384 | Denominator (D)
0.1696 | 0 | 0 | 0 |  | 0 | 0 | 0 | 0 | 0 | 0 | 0 | a= | -0.43438 | -0.43438
0.1173 | 0 | 0 | 0 |  | 0 | 0 | 0 | 0 | 0 | 0 | 0 | b= | 11.7247
0.85838 | 0 | 0 | 0 |  | 0 | 0 | 0 | 0 | 0 | 0 | 0 | c= | -0.27493
0.75804 | 0 | 0 | 0 |  | 0 | 0 | 0 | 0 | 0 | 0 | 0 | y= | -0.43438 | X^2 | + | 11.7247 | x | + | -0.27493
0.082809 | 0 | 0 | 0 |  | 0 | 0 | 0 | 0 | 0 | 0 | 0 | R2= | 0.99658
0.61668 | 0 | 0 | 0 |  | 0 | 0 | 0 | 0 | 0 | 0 | 0
0.32564 | 0 | 0 | 0 |  | 0 | 0 | 0 | 0 | 0 | 0 | 0 |  | Calculation of R2
0.70543 | 0 | 0 | 0 |  | 0 | 0 | 0 | 0 | 0 | 0 | 0 |  | ?(Y-meany)^2 | PredY |  | ?(Y-PredY)^2 |  | ?(meanY-PredY)^2
0.76423 | 0 | 0 | 0 |  | 0 | 0 | 0 | 0 | 0 | 0 | 0 |  | 925.782 | 11.0154 |  | 0.26563 |  | 894.684
0.66479 | 0 | 0 | 0 |  | 0 | 0 | 0 | 0 | 0 | 0 | 0 |  | 96.5634 | 30.9898 |  | 0.012152 |  | 98.7421
0.36672 | 0 | 0 | 0 |  | 0 | 0 | 0 | 0 | 0 | 0 | 0 |  | 0.32871 | 39.6738 |  | 3.335 |  | 1.5697
0.85698 | 0 | 0 | 0 |  | 0 | 0 | 0 | 0 | 0 | 0 | 0 |  | 25.7387 | 47.4891 |  | 2.2173 |  | 43.0651
0.46776 | 0 | 0 | 0 |  | 0 | 0 | 0 | 0 | 0 | 0 | 0 |  | 25.7387 | 47.4891 |  | 2.2173 |  | 43.0651
0.70837 | 0 | 0 | 0 |  | 0 | 0 | 0 | 0 | 0 | 0 | 0 |  | 487.232 | 60.5133 |  | 6.1837 |  | 383.6363
0.94275 | 0 | 0 | 0 |  | 0 | 0 | 0 | 0 | 0 | 0 | 0 |  | 585.3174 | 65.7223 |  | 0.36273 |  | 614.8221
0.20986 | 0 | 0 | 0 |  | 0 | 0 | 0 | 0 | 0 | 0 | 0 |  | 585.3174 | 65.7223 |  | 0.36273 |  | 614.8221
0.37097 | 0 | 0 | 0 |  | 0 | 0 | 0 | 0 | 0 | 0 | 0 |  | 1674.992 | -0.27493 |  | 0.075588 |  | 1697.5719
0.39684 | 0 | 0 | 0 |  | 0 | 0 | 0 | 0 | 0 | 0 | 0 |  | 0 | 0 |  | 0 |  | 0
0.68319 | 0 | 0 | 0 |  | 0 | 0 | 0 | 0 | 0 | 0 | 0 |  | 0 | 0 |  | 0 |  | 0
0.1332 | 0 | 0 | 0 |  | 0 | 0 | 0 | 0 | 0 | 0 | 0 |  | 0 | 0 |  | 0 |  | 0
0.43243 | 0 | 0 | 0 |  | 0 | 0 | 0 | 0 | 0 | 0 | 0 |  | 0 | 0 |  | 0 |  | 0
0.96033 | 0 | 0 | 0 |  | 0 | 0 | 0 | 0 | 0 | 0 | 0 |  | 0 | 0 |  | 0 |  | 0
[13 empty] | 0 | 0 |  | 0 |  | 0
[13 empty] | 0 | 0 |  | 0 |  | 0
[13 empty] | 0 | 0 |  | 0 |  | 0
[13 empty] | 0 | 0 |  | 0 |  | 0
[13 empty] | 0 | 0 |  | 0 |  | 0
[13 empty] | 0 | 0 |  | 0 |  | 0
[13 empty] | 0 | 0 |  | 0 |  | 0
[13 empty] | 0 | 0 |  | 0 |  | 0
[13 empty] | 0 | 0 |  | 0 |  | 0
[13 empty] | 0 | 0 |  | 0 |  | 0
[13 empty] | 0 | 0 |  | 0 |  | 0
[13 empty] | 0 | 0 |  | 0 |  | 0
[13 empty] | 0 | 0 |  | 0 |  | 0
[13 empty] | 0 | 0 |  | 0 |  | 0
[13 empty] | 0 | 0 |  | 0 |  | 0
[13 empty] | 0 | 0 |  | 0 |  | 0
[13 empty] | 0 | 0 |  | 0 |  | 0
[13 empty] | 0 | 0 |  | 0 |  | 0
[13 empty] | 0 | 0 |  | 0 |  | 0
[13 empty] | 0 | 0 |  | 0 |  | 0
[13 empty] | 0 | 0 |  | 0 |  | 0
[13 empty] | 0 | 0 |  | 0 |  | 0
[13 empty] | 4407.0104 | 368.34 |  | 15.0321 |  | 4391.9783

## Sheet21
bootstrap selection | Standards | Instrument readings | Reading of the unknown | Calculated concentration | X | Y | X*Y | X*X | X^3 | X^4 | X^2y
0.47357 | 1 | 10.5 | 0 |  | 1 | 10.5 | 10.5 | 1 | 1 | 1 | 10.5
0.23002 | 2 | 24.1 | 0 |  | 2 | 24.1 | 48.2 | 4 | 8 | 16 | 96.4
0.68202 | 4 | 41.5 | 0 |  | 4 | 41.5 | 166 | 16 | 64 | 256 | 664
0.75589 | 5 | 46 | 0 |  | 5 | 46 | 230 | 25 | 125 | 625 | 1150
0.10713 | 5 | 46 | 0 |  | 5 | 46 | 230 | 25 | 125 | 625 | 1150
0.66509 | 7 | 63 | 0 |  | 7 | 63 | 441 | 49 | 343 | 2401 | 3087
0.42004 | 7 | 63 | 0 |  | 7 | 63 | 441 | 49 | 343 | 2401 | 3087
0.86987 | 9 | 71 | 0 |  | 9 | 71 | 639 | 81 | 729 | 6561 | 5751
0.54165 | 0 | 0 | 0 |  | 0 | 0 | 0 | 0 | 0 | 0 | 0
0.10904 | 0 | 0 | 0 |  | 0 | 0 | 0 | 0 | 0 | 0 | 0
0.92473 | 0 | 0 | 0 |  | 0 | 0 | 0 | 0 | 0 | 0 | 0
0.26456 | 0 | 0 | 0 |  | 0 | 0 | 0 | 0 | 0 | 0 | 0
0.9652 | 0 | 0 | 0 |  | 0 | 0 | 0 | 0 | 0 | 0 | 0
0.23132 | 0 | 0 | 0 |  | 0 | 0 | 0 | 0 | 0 | 0 | 0
0.94181 | 0 | 0 | 0 |  | 0 | 0 | 0 | 0 | 0 | 0 | 0
0.95104 | 0 | 0 | 0 |  | 0 | 0 | 0 | 0 | 0 | 0 | 0
0.99013 | 0 | 0 | 0 |  | 0 | 0 | 0 | 0 | 0 | 0 | 0 | Calculations of the coefficients a,b, and c of the best-fit parabola y=ax^2+bx+c
0.86016 | 0 | 0 | 0 |  | 0 | 0 | 0 | 0 | 0 | 0 | 0 | sums | sumx | sumy | sumxy | sumx2 | sumx3 | sumx4 | sumx2y
0.18597 | 0 | 0 | 0 |  | 0 | 0 | 0 | 0 | 0 | 0 | 0 |  | ?X | ?Y | ?(X*Y) | ?(X*X) | ?(X^3) | ?(X^4) | ?(X^2)*y
0.0381 | 0 | 0 | 0 |  | 0 | 0 | 0 | 0 | 0 | 0 | 0 |  | 40 | 365.1 | 2205.7 | 250 | 1738 | 12886 | 14995.9
0.62108 | 0 | 0 | 0 |  | 0 | 0 | 0 | 0 | 0 | 0 | 0 | n | 9 | (number of points (n)
0.7649 | 0 | 0 | 0 |  | 0 | 0 | 0 | 0 | 0 | 0 | 0
0.21101 | 0 | 0 | 0 |  | 0 | 0 | 0 | 0 | 0 | 0 | 0 | D | 325104 | Denominator (D)
0.43465 | 0 | 0 | 0 |  | 0 | 0 | 0 | 0 | 0 | 0 | 0 | a= | -0.41286 | -0.41286
0.014853 | 0 | 0 | 0 |  | 0 | 0 | 0 | 0 | 0 | 0 | 0 | b= | 11.6564
0.27647 | 0 | 0 | 0 |  | 0 | 0 | 0 | 0 | 0 | 0 | 0 | c= | 0.22881
0.039637 | 0 | 0 | 0 |  | 0 | 0 | 0 | 0 | 0 | 0 | 0 | y= | -0.41286 | X^2 | + | 11.6564 | x | + | 0.22881
0.022577 | 0 | 0 | 0 |  | 0 | 0 | 0 | 0 | 0 | 0 | 0 | R2= | 0.99552
0.80956 | 0 | 0 | 0 |  | 0 | 0 | 0 | 0 | 0 | 0 | 0
0.67753 | 0 | 0 | 0 |  | 0 | 0 | 0 | 0 | 0 | 0 | 0 |  | Calculation of R2
0.92757 | 0 | 0 | 0 |  | 0 | 0 | 0 | 0 | 0 | 0 | 0 |  | ?(Y-meany)^2 | PredY |  | ?(Y-PredY)^2 |  | ?(meanY-PredY)^2
0.95127 | 0 | 0 | 0 |  | 0 | 0 | 0 | 0 | 0 | 0 | 0 |  | 904.0044 | 11.4723 |  | 0.94544 |  | 846.4799
0.30908 | 0 | 0 | 0 |  | 0 | 0 | 0 | 0 | 0 | 0 | 0 |  | 271.1511 | 21.8902 |  | 4.8834 |  | 348.8122
0.27759 | 0 | 0 | 0 |  | 0 | 0 | 0 | 0 | 0 | 0 | 0 |  | 0.87111 | 40.2486 |  | 1.566 |  | 0.10115
0.57178 | 0 | 0 | 0 |  | 0 | 0 | 0 | 0 | 0 | 0 | 0 |  | 29.5211 | 48.1893 |  | 4.7929 |  | 58.1041
0.30575 | 0 | 0 | 0 |  | 0 | 0 | 0 | 0 | 0 | 0 | 0 |  | 29.5211 | 48.1893 |  | 4.7929 |  | 58.1041
0.85503 | 0 | 0 | 0 |  | 0 | 0 | 0 | 0 | 0 | 0 | 0 |  | 503.2544 | 61.5934 |  | 1.9785 |  | 442.1245
0.54966 | 0 | 0 | 0 |  | 0 | 0 | 0 | 0 | 0 | 0 | 0 |  | 503.2544 | 61.5934 |  | 1.9785 |  | 442.1245
0.62742 | 0 | 0 | 0 |  | 0 | 0 | 0 | 0 | 0 | 0 | 0 |  | 926.1878 | 71.6947 |  | 0.4826 |  | 968.954
0.34383 | 0 | 0 | 0 |  | 0 | 0 | 0 | 0 | 0 | 0 | 0 |  | 1645.6544 | 0.22881 |  | 0.052352 |  | 1627.143
0.98043 | 0 | 0 | 0 |  | 0 | 0 | 0 | 0 | 0 | 0 | 0 |  | 0 | 0 |  | 0 |  | 0
0.98893 | 0 | 0 | 0 |  | 0 | 0 | 0 | 0 | 0 | 0 | 0 |  | 0 | 0 |  | 0 |  | 0
0.69981 | 0 | 0 | 0 |  | 0 | 0 | 0 | 0 | 0 | 0 | 0 |  | 0 | 0 |  | 0 |  | 0
0.34023 | 0 | 0 | 0 |  | 0 | 0 | 0 | 0 | 0 | 0 | 0 |  | 0 | 0 |  | 0 |  | 0
0.00486 | 0 | 0 | 0 |  | 0 | 0 | 0 | 0 | 0 | 0 | 0 |  | 0 | 0 |  | 0 |  | 0
[13 empty] | 0 | 0 |  | 0 |  | 0
[13 empty] | 0 | 0 |  | 0 |  | 0
[13 empty] | 0 | 0 |  | 0 |  | 0
[13 empty] | 0 | 0 |  | 0 |  | 0
[13 empty] | 0 | 0 |  | 0 |  | 0
[13 empty] | 0 | 0 |  | 0 |  | 0
[13 empty] | 0 | 0 |  | 0 |  | 0
[13 empty] | 0 | 0 |  | 0 |  | 0
[13 empty] | 0 | 0 |  | 0 |  | 0
[13 empty] | 0 | 0 |  | 0 |  | 0
[13 empty] | 0 | 0 |  | 0 |  | 0
[13 empty] | 0 | 0 |  | 0 |  | 0
[13 empty] | 0 | 0 |  | 0 |  | 0
[13 empty] | 0 | 0 |  | 0 |  | 0
[13 empty] | 0 | 0 |  | 0 |  | 0
[13 empty] | 0 | 0 |  | 0 |  | 0
[13 empty] | 0 | 0 |  | 0 |  | 0
[13 empty] | 0 | 0 |  | 0 |  | 0
[13 empty] | 0 | 0 |  | 0 |  | 0
[13 empty] | 0 | 0 |  | 0 |  | 0
[13 empty] | 0 | 0 |  | 0 |  | 0
[13 empty] | 0 | 0 |  | 0 |  | 0
[13 empty] | 4813.42 | 365.1 |  | 21.4725 |  | 4791.9475

## Sheet22
bootstrap selection | Standards | Instrument readings | Reading of the unknown | Calculated concentration | X | Y | X*Y | X*X | X^3 | X^4 | X^2y
0.20537 | 1 | 10.5 | 0 |  | 1 | 10.5 | 10.5 | 1 | 1 | 1 | 10.5
0.94175 | 3 | 31.1 | 0 |  | 3 | 31.1 | 93.3 | 9 | 27 | 81 | 279.9
0.16823 | 3 | 31.1 | 0 |  | 3 | 31.1 | 93.3 | 9 | 27 | 81 | 279.9
0.66608 | 5 | 46 | 0 |  | 5 | 46 | 230 | 25 | 125 | 625 | 1150
0.5469 | 6 | 55.9 | 0 |  | 6 | 55.9 | 335.4 | 36 | 216 | 1296 | 2012.4
0.88502 | 7 | 63 | 0 |  | 7 | 63 | 441 | 49 | 343 | 2401 | 3087
0.91251 | 8 | 65.12 | 0 |  | 8 | 65.12 | 520.96 | 64 | 512 | 4096 | 4167.68
0.52043 | 9 | 71 | 0 |  | 9 | 71 | 639 | 81 | 729 | 6561 | 5751
0.52214 | 0 | 0 | 0 |  | 0 | 0 | 0 | 0 | 0 | 0 | 0
0.53949 | 0 | 0 | 0 |  | 0 | 0 | 0 | 0 | 0 | 0 | 0
0.78799 | 0 | 0 | 0 |  | 0 | 0 | 0 | 0 | 0 | 0 | 0
0.4339 | 0 | 0 | 0 |  | 0 | 0 | 0 | 0 | 0 | 0 | 0
0.64767 | 0 | 0 | 0 |  | 0 | 0 | 0 | 0 | 0 | 0 | 0
0.091169 | 0 | 0 | 0 |  | 0 | 0 | 0 | 0 | 0 | 0 | 0
0.67333 | 0 | 0 | 0 |  | 0 | 0 | 0 | 0 | 0 | 0 | 0
0.91778 | 0 | 0 | 0 |  | 0 | 0 | 0 | 0 | 0 | 0 | 0
0.56514 | 0 | 0 | 0 |  | 0 | 0 | 0 | 0 | 0 | 0 | 0 | Calculations of the coefficients a,b, and c of the best-fit parabola y=ax^2+bx+c
0.022921 | 0 | 0 | 0 |  | 0 | 0 | 0 | 0 | 0 | 0 | 0 | sums | sumx | sumy | sumxy | sumx2 | sumx3 | sumx4 | sumx2y
0.38006 | 0 | 0 | 0 |  | 0 | 0 | 0 | 0 | 0 | 0 | 0 |  | ?X | ?Y | ?(X*Y) | ?(X*X) | ?(X^3) | ?(X^4) | ?(X^2)*y
0.25017 | 0 | 0 | 0 |  | 0 | 0 | 0 | 0 | 0 | 0 | 0 |  | 42 | 373.72 | 2363.46 | 274 | 1980 | 15142 | 16738.38
0.23912 | 0 | 0 | 0 |  | 0 | 0 | 0 | 0 | 0 | 0 | 0 | n | 9 | (number of points (n)
0.23385 | 0 | 0 | 0 |  | 0 | 0 | 0 | 0 | 0 | 0 | 0
0.45418 | 0 | 0 | 0 |  | 0 | 0 | 0 | 0 | 0 | 0 | 0 | D | 346940 | Denominator (D)
0.89424 | 0 | 0 | 0 |  | 0 | 0 | 0 | 0 | 0 | 0 | 0 | a= | -0.42274 | -0.42274
0.39477 | 0 | 0 | 0 |  | 0 | 0 | 0 | 0 | 0 | 0 | 0 | b= | 11.7425
0.83953 | 0 | 0 | 0 |  | 0 | 0 | 0 | 0 | 0 | 0 | 0 | c= | -0.40377
0.72952 | 0 | 0 | 0 |  | 0 | 0 | 0 | 0 | 0 | 0 | 0 | y= | -0.42274 | X^2 | + | 11.7425 | x | + | -0.40377
0.029226 | 0 | 0 | 0 |  | 0 | 0 | 0 | 0 | 0 | 0 | 0 | R2= | 0.99799
0.11918 | 0 | 0 | 0 |  | 0 | 0 | 0 | 0 | 0 | 0 | 0
0.9386 | 0 | 0 | 0 |  | 0 | 0 | 0 | 0 | 0 | 0 | 0 |  | Calculation of R2
0.2569 | 0 | 0 | 0 |  | 0 | 0 | 0 | 0 | 0 | 0 | 0 |  | ?(Y-meany)^2 | PredY |  | ?(Y-PredY)^2 |  | ?(meanY-PredY)^2
0.25933 | 0 | 0 | 0 |  | 0 | 0 | 0 | 0 | 0 | 0 | 0 |  | 962.5162 | 10.916 |  | 0.17303 |  | 936.8788
0.80443 | 0 | 0 | 0 |  | 0 | 0 | 0 | 0 | 0 | 0 | 0 |  | 108.669 | 31.019 |  | 0.0065586 |  | 110.3641
0.16415 | 0 | 0 | 0 |  | 0 | 0 | 0 | 0 | 0 | 0 | 0 |  | 108.669 | 31.019 |  | 0.0065586 |  | 110.3641
0.31882 | 0 | 0 | 0 |  | 0 | 0 | 0 | 0 | 0 | 0 | 0 |  | 20.0306 | 47.7402 |  | 3.0282 |  | 38.6352
0.98321 | 0 | 0 | 0 |  | 0 | 0 | 0 | 0 | 0 | 0 | 0 |  | 206.6566 | 54.8325 |  | 1.1395 |  | 177.1053
0.93311 | 0 | 0 | 0 |  | 0 | 0 | 0 | 0 | 0 | 0 | 0 |  | 461.1995 | 61.0794 |  | 3.6886 |  | 382.3974
0.51202 | 0 | 0 | 0 |  | 0 | 0 | 0 | 0 | 0 | 0 | 0 |  | 556.7502 | 66.4808 |  | 1.8519 |  | 622.822
0.16738 | 0 | 0 | 0 |  | 0 | 0 | 0 | 0 | 0 | 0 | 0 |  | 868.8084 | 71.0368 |  | 0.0013537 |  | 870.9787
0.4193 | 0 | 0 | 0 |  | 0 | 0 | 0 | 0 | 0 | 0 | 0 |  | 1724.2795 | -0.40377 |  | 0.16303 |  | 1757.9748
0.61347 | 0 | 0 | 0 |  | 0 | 0 | 0 | 0 | 0 | 0 | 0 |  | 0 | 0 |  | 0 |  | 0
0.84589 | 0 | 0 | 0 |  | 0 | 0 | 0 | 0 | 0 | 0 | 0 |  | 0 | 0 |  | 0 |  | 0
0.12622 | 0 | 0 | 0 |  | 0 | 0 | 0 | 0 | 0 | 0 | 0 |  | 0 | 0 |  | 0 |  | 0
0.6075 | 0 | 0 | 0 |  | 0 | 0 | 0 | 0 | 0 | 0 | 0 |  | 0 | 0 |  | 0 |  | 0
0.15078 | 0 | 0 | 0 |  | 0 | 0 | 0 | 0 | 0 | 0 | 0 |  | 0 | 0 |  | 0 |  | 0
[13 empty] | 0 | 0 |  | 0 |  | 0
[13 empty] | 0 | 0 |  | 0 |  | 0
[13 empty] | 0 | 0 |  | 0 |  | 0
[13 empty] | 0 | 0 |  | 0 |  | 0
[13 empty] | 0 | 0 |  | 0 |  | 0
[13 empty] | 0 | 0 |  | 0 |  | 0
[13 empty] | 0 | 0 |  | 0 |  | 0
[13 empty] | 0 | 0 |  | 0 |  | 0
[13 empty] | 0 | 0 |  | 0 |  | 0
[13 empty] | 0 | 0 |  | 0 |  | 0
[13 empty] | 0 | 0 |  | 0 |  | 0
[13 empty] | 0 | 0 |  | 0 |  | 0
[13 empty] | 0 | 0 |  | 0 |  | 0
[13 empty] | 0 | 0 |  | 0 |  | 0
[13 empty] | 0 | 0 |  | 0 |  | 0
[13 empty] | 0 | 0 |  | 0 |  | 0
[13 empty] | 0 | 0 |  | 0 |  | 0
[13 empty] | 0 | 0 |  | 0 |  | 0
[13 empty] | 0 | 0 |  | 0 |  | 0
[13 empty] | 0 | 0 |  | 0 |  | 0
[13 empty] | 0 | 0 |  | 0 |  | 0
[13 empty] | 0 | 0 |  | 0 |  | 0
[13 empty] | 5017.579 | 373.72 |  | 10.0587 |  | 5007.5203

## Sheet23
bootstrap selection | Standards | Instrument readings | Reading of the unknown | Calculated concentration | X | Y | X*Y | X*X | X^3 | X^4 | X^2y
0.76466 | 2 | 24.1 | 0 |  | 2 | 24.1 | 48.2 | 4 | 8 | 16 | 96.4
0.79377 | 3 | 31.1 | 0 |  | 3 | 31.1 | 93.3 | 9 | 27 | 81 | 279.9
0.38519 | 3 | 31.1 | 0 |  | 3 | 31.1 | 93.3 | 9 | 27 | 81 | 279.9
0.10999 | 4 | 41.5 | 0 |  | 4 | 41.5 | 166 | 16 | 64 | 256 | 664
0.77145 | 6 | 55.9 | 0 |  | 6 | 55.9 | 335.4 | 36 | 216 | 1296 | 2012.4
0.21405 | 6 | 55.9 | 0 |  | 6 | 55.9 | 335.4 | 36 | 216 | 1296 | 2012.4
0.47346 | 7 | 63 | 0 |  | 7 | 63 | 441 | 49 | 343 | 2401 | 3087
0.94956 | 9 | 71 | 0 |  | 9 | 71 | 639 | 81 | 729 | 6561 | 5751
0.42251 | 9 | 71 | 0 |  | 9 | 71 | 639 | 81 | 729 | 6561 | 5751
0.60382 | 0 | 0 | 0 |  | 0 | 0 | 0 | 0 | 0 | 0 | 0
0.95332 | 0 | 0 | 0 |  | 0 | 0 | 0 | 0 | 0 | 0 | 0
0.85388 | 0 | 0 | 0 |  | 0 | 0 | 0 | 0 | 0 | 0 | 0
0.27238 | 0 | 0 | 0 |  | 0 | 0 | 0 | 0 | 0 | 0 | 0
0.38411 | 0 | 0 | 0 |  | 0 | 0 | 0 | 0 | 0 | 0 | 0
0.096707 | 0 | 0 | 0 |  | 0 | 0 | 0 | 0 | 0 | 0 | 0
0.85357 | 0 | 0 | 0 |  | 0 | 0 | 0 | 0 | 0 | 0 | 0
0.13969 | 0 | 0 | 0 |  | 0 | 0 | 0 | 0 | 0 | 0 | 0 | Calculations of the coefficients a,b, and c of the best-fit parabola y=ax^2+bx+c
0.39301 | 0 | 0 | 0 |  | 0 | 0 | 0 | 0 | 0 | 0 | 0 | sums | sumx | sumy | sumxy | sumx2 | sumx3 | sumx4 | sumx2y
0.81723 | 0 | 0 | 0 |  | 0 | 0 | 0 | 0 | 0 | 0 | 0 |  | ?X | ?Y | ?(X*Y) | ?(X*X) | ?(X^3) | ?(X^4) | ?(X^2)*y
0.23756 | 0 | 0 | 0 |  | 0 | 0 | 0 | 0 | 0 | 0 | 0 |  | 49 | 444.6 | 2790.6 | 321 | 2359 | 18549 | 19934
0.79303 | 0 | 0 | 0 |  | 0 | 0 | 0 | 0 | 0 | 0 | 0 | n | 9 | (number of points (n)
0.11243 | 0 | 0 | 0 |  | 0 | 0 | 0 | 0 | 0 | 0 | 0
0.53725 | 0 | 0 | 0 |  | 0 | 0 | 0 | 0 | 0 | 0 | 0 | D | 101244 | Denominator (D)
0.89024 | 0 | 0 | 0 |  | 0 | 0 | 0 | 0 | 0 | 0 | 0 | a= | -0.4579 | -0.4579
0.29217 | 0 | 0 | 0 |  | 0 | 0 | 0 | 0 | 0 | 0 | 0 | b= | 11.9864
0.40206 | 0 | 0 | 0 |  | 0 | 0 | 0 | 0 | 0 | 0 | 0 | c= | 0.47256
0.29159 | 0 | 0 | 0 |  | 0 | 0 | 0 | 0 | 0 | 0 | 0 | y= | -0.4579 | X^2 | + | 11.9864 | x | + | 0.47256
0.29226 | 0 | 0 | 0 |  | 0 | 0 | 0 | 0 | 0 | 0 | 0 | R2= | 0.99744
0.24605 | 0 | 0 | 0 |  | 0 | 0 | 0 | 0 | 0 | 0 | 0
0.84502 | 0 | 0 | 0 |  | 0 | 0 | 0 | 0 | 0 | 0 | 0 |  | Calculation of R2
0.42537 | 0 | 0 | 0 |  | 0 | 0 | 0 | 0 | 0 | 0 | 0 |  | ?(Y-meany)^2 | PredY |  | ?(Y-PredY)^2 |  | ?(meanY-PredY)^2
0.86625 | 0 | 0 | 0 |  | 0 | 0 | 0 | 0 | 0 | 0 | 0 |  | 640.09 | 22.6137 |  | 2.2091 |  | 717.5064
0.78945 | 0 | 0 | 0 |  | 0 | 0 | 0 | 0 | 0 | 0 | 0 |  | 334.89 | 32.3106 |  | 1.4655 |  | 292.0487
0.21865 | 0 | 0 | 0 |  | 0 | 0 | 0 | 0 | 0 | 0 | 0 |  | 334.89 | 32.3106 |  | 1.4655 |  | 292.0487
0.98133 | 0 | 0 | 0 |  | 0 | 0 | 0 | 0 | 0 | 0 | 0 |  | 62.41 | 41.0917 |  | 0.16674 |  | 69.0286
0.46921 | 0 | 0 | 0 |  | 0 | 0 | 0 | 0 | 0 | 0 | 0 |  | 42.25 | 55.9065 |  | 4.1676e-05 |  | 42.334
0.83249 | 0 | 0 | 0 |  | 0 | 0 | 0 | 0 | 0 | 0 | 0 |  | 42.25 | 55.9065 |  | 4.1676e-05 |  | 42.334
0.65372 | 0 | 0 | 0 |  | 0 | 0 | 0 | 0 | 0 | 0 | 0 |  | 184.96 | 61.9402 |  | 1.1232 |  | 157.2558
0.79289 | 0 | 0 | 0 |  | 0 | 0 | 0 | 0 | 0 | 0 | 0 |  | 466.56 | 71.2602 |  | 0.067714 |  | 477.8692
0.52152 | 0 | 0 | 0 |  | 0 | 0 | 0 | 0 | 0 | 0 | 0 |  | 466.56 | 71.2602 |  | 0.067714 |  | 477.8692
0.65042 | 0 | 0 | 0 |  | 0 | 0 | 0 | 0 | 0 | 0 | 0 |  | 0 | 0 |  | 0 |  | 0
0.0097886 | 0 | 0 | 0 |  | 0 | 0 | 0 | 0 | 0 | 0 | 0 |  | 0 | 0 |  | 0 |  | 0
0.57648 | 0 | 0 | 0 |  | 0 | 0 | 0 | 0 | 0 | 0 | 0 |  | 0 | 0 |  | 0 |  | 0
0.68292 | 0 | 0 | 0 |  | 0 | 0 | 0 | 0 | 0 | 0 | 0 |  | 0 | 0 |  | 0 |  | 0
0.84797 | 0 | 0 | 0 |  | 0 | 0 | 0 | 0 | 0 | 0 | 0 |  | 0 | 0 |  | 0 |  | 0
[13 empty] | 0 | 0 |  | 0 |  | 0
[13 empty] | 0 | 0 |  | 0 |  | 0
[13 empty] | 0 | 0 |  | 0 |  | 0
[13 empty] | 0 | 0 |  | 0 |  | 0
[13 empty] | 0 | 0 |  | 0 |  | 0
[13 empty] | 0 | 0 |  | 0 |  | 0
[13 empty] | 0 | 0 |  | 0 |  | 0
[13 empty] | 0 | 0 |  | 0 |  | 0
[13 empty] | 0 | 0 |  | 0 |  | 0
[13 empty] | 0 | 0 |  | 0 |  | 0
[13 empty] | 0 | 0 |  | 0 |  | 0
[13 empty] | 0 | 0 |  | 0 |  | 0
[13 empty] | 0 | 0 |  | 0 |  | 0
[13 empty] | 0 | 0 |  | 0 |  | 0
[13 empty] | 0 | 0 |  | 0 |  | 0
[13 empty] | 0 | 0 |  | 0 |  | 0
[13 empty] | 0 | 0 |  | 0 |  | 0
[13 empty] | 0 | 0 |  | 0 |  | 0
[13 empty] | 0 | 0 |  | 0 |  | 0
[13 empty] | 0 | 0 |  | 0 |  | 0
[13 empty] | 0 | 0 |  | 0 |  | 0
[13 empty] | 0 | 0 |  | 0 |  | 0
[13 empty] | 2574.86 | 444.6 |  | 6.5656 |  | 2568.2944

## Sheet24
bootstrap selection | Standards | Instrument readings | Reading of the unknown | Calculated concentration | X | Y | X*Y | X*X | X^3 | X^4 | X^2y
0.45046 | 1 | 10.5 | 0 |  | 1 | 10.5 | 10.5 | 1 | 1 | 1 | 10.5
0.14177 | 2 | 24.1 | 0 |  | 2 | 24.1 | 48.2 | 4 | 8 | 16 | 96.4
0.15674 | 3 | 31.1 | 0 |  | 3 | 31.1 | 93.3 | 9 | 27 | 81 | 279.9
0.38288 | 4 | 41.5 | 0 |  | 4 | 41.5 | 166 | 16 | 64 | 256 | 664
0.72995 | 6 | 55.9 | 0 |  | 6 | 55.9 | 335.4 | 36 | 216 | 1296 | 2012.4
0.5192 | 7 | 63 | 0 |  | 7 | 63 | 441 | 49 | 343 | 2401 | 3087
0.64701 | 8 | 65.12 | 0 |  | 8 | 65.12 | 520.96 | 64 | 512 | 4096 | 4167.68
0.30241 | 8 | 65.12 | 0 |  | 8 | 65.12 | 520.96 | 64 | 512 | 4096 | 4167.68
0.25281 | 9 | 71 | 0 |  | 9 | 71 | 639 | 81 | 729 | 6561 | 5751
0.74991 | 0 | 0 | 0 |  | 0 | 0 | 0 | 0 | 0 | 0 | 0
0.44764 | 0 | 0 | 0 |  | 0 | 0 | 0 | 0 | 0 | 0 | 0
0.65104 | 0 | 0 | 0 |  | 0 | 0 | 0 | 0 | 0 | 0 | 0
0.24541 | 0 | 0 | 0 |  | 0 | 0 | 0 | 0 | 0 | 0 | 0
0.87412 | 0 | 0 | 0 |  | 0 | 0 | 0 | 0 | 0 | 0 | 0
0.16243 | 0 | 0 | 0 |  | 0 | 0 | 0 | 0 | 0 | 0 | 0
0.92383 | 0 | 0 | 0 |  | 0 | 0 | 0 | 0 | 0 | 0 | 0
0.011498 | 0 | 0 | 0 |  | 0 | 0 | 0 | 0 | 0 | 0 | 0 | Calculations of the coefficients a,b, and c of the best-fit parabola y=ax^2+bx+c
0.30289 | 0 | 0 | 0 |  | 0 | 0 | 0 | 0 | 0 | 0 | 0 | sums | sumx | sumy | sumxy | sumx2 | sumx3 | sumx4 | sumx2y
0.62251 | 0 | 0 | 0 |  | 0 | 0 | 0 | 0 | 0 | 0 | 0 |  | ?X | ?Y | ?(X*Y) | ?(X*X) | ?(X^3) | ?(X^4) | ?(X^2)*y
0.96679 | 0 | 0 | 0 |  | 0 | 0 | 0 | 0 | 0 | 0 | 0 |  | 48 | 427.34 | 2775.32 | 324 | 2412 | 18804 | 20236.56
0.78799 | 0 | 0 | 0 |  | 0 | 0 | 0 | 0 | 0 | 0 | 0 | n | 9 | (number of points (n)
0.17708 | 0 | 0 | 0 |  | 0 | 0 | 0 | 0 | 0 | 0 | 0
0.45847 | 0 | 0 | 0 |  | 0 | 0 | 0 | 0 | 0 | 0 | 0 | D | 158976 | Denominator (D)
0.5189 | 0 | 0 | 0 |  | 0 | 0 | 0 | 0 | 0 | 0 | 0 | a= | -0.53356 | -0.53356
0.052768 | 0 | 0 | 0 |  | 0 | 0 | 0 | 0 | 0 | 0 | 0 | b= | 12.6637
0.86266 | 0 | 0 | 0 |  | 0 | 0 | 0 | 0 | 0 | 0 | 0 | c= | -0.84909
0.99278 | 0 | 0 | 0 |  | 0 | 0 | 0 | 0 | 0 | 0 | 0 | y= | -0.53356 | X^2 | + | 12.6637 | x | + | -0.84909
0.83653 | 0 | 0 | 0 |  | 0 | 0 | 0 | 0 | 0 | 0 | 0 | R2= | 0.99698
0.94374 | 0 | 0 | 0 |  | 0 | 0 | 0 | 0 | 0 | 0 | 0
0.27548 | 0 | 0 | 0 |  | 0 | 0 | 0 | 0 | 0 | 0 | 0 |  | Calculation of R2
0.14296 | 0 | 0 | 0 |  | 0 | 0 | 0 | 0 | 0 | 0 | 0 |  | ?(Y-meany)^2 | PredY |  | ?(Y-PredY)^2 |  | ?(meanY-PredY)^2
0.33558 | 0 | 0 | 0 |  | 0 | 0 | 0 | 0 | 0 | 0 | 0 |  | 1367.6848 | 11.281 |  | 0.60996 |  | 1310.5288
0.49035 | 0 | 0 | 0 |  | 0 | 0 | 0 | 0 | 0 | 0 | 0 |  | 546.7283 | 22.344 |  | 3.0837 |  | 631.9319
0.34941 | 0 | 0 | 0 |  | 0 | 0 | 0 | 0 | 0 | 0 | 0 |  | 268.3772 | 32.3398 |  | 1.5372 |  | 229.2924
0.77662 | 0 | 0 | 0 |  | 0 | 0 | 0 | 0 | 0 | 0 | 0 |  | 35.787 | 41.2686 |  | 0.053569 |  | 38.6097
0.85865 | 0 | 0 | 0 |  | 0 | 0 | 0 | 0 | 0 | 0 | 0 |  | 70.859 | 55.9247 |  | 0.00060791 |  | 71.2747
0.37387 | 0 | 0 | 0 |  | 0 | 0 | 0 | 0 | 0 | 0 | 0 |  | 240.8014 | 61.652 |  | 1.817 |  | 200.7834
0.05941 | 0 | 0 | 0 |  | 0 | 0 | 0 | 0 | 0 | 0 | 0 |  | 311.0912 | 66.3123 |  | 1.4215 |  | 354.5712
0.55976 | 0 | 0 | 0 |  | 0 | 0 | 0 | 0 | 0 | 0 | 0 |  | 311.0912 | 66.3123 |  | 1.4215 |  | 354.5712
0.12021 | 0 | 0 | 0 |  | 0 | 0 | 0 | 0 | 0 | 0 | 0 |  | 553.0859 | 69.9054 |  | 1.1981 |  | 502.7996
0.0058698 | 0 | 0 | 0 |  | 0 | 0 | 0 | 0 | 0 | 0 | 0 |  | 0 | 0 |  | 0 |  | 0
0.94193 | 0 | 0 | 0 |  | 0 | 0 | 0 | 0 | 0 | 0 | 0 |  | 0 | 0 |  | 0 |  | 0
0.92486 | 0 | 0 | 0 |  | 0 | 0 | 0 | 0 | 0 | 0 | 0 |  | 0 | 0 |  | 0 |  | 0
0.054539 | 0 | 0 | 0 |  | 0 | 0 | 0 | 0 | 0 | 0 | 0 |  | 0 | 0 |  | 0 |  | 0
0.29466 | 0 | 0 | 0 |  | 0 | 0 | 0 | 0 | 0 | 0 | 0 |  | 0 | 0 |  | 0 |  | 0
[13 empty] | 0 | 0 |  | 0 |  | 0
[13 empty] | 0 | 0 |  | 0 |  | 0
[13 empty] | 0 | 0 |  | 0 |  | 0
[13 empty] | 0 | 0 |  | 0 |  | 0
[13 empty] | 0 | 0 |  | 0 |  | 0
[13 empty] | 0 | 0 |  | 0 |  | 0
[13 empty] | 0 | 0 |  | 0 |  | 0
[13 empty] | 0 | 0 |  | 0 |  | 0
[13 empty] | 0 | 0 |  | 0 |  | 0
[13 empty] | 0 | 0 |  | 0 |  | 0
[13 empty] | 0 | 0 |  | 0 |  | 0
[13 empty] | 0 | 0 |  | 0 |  | 0
[13 empty] | 0 | 0 |  | 0 |  | 0
[13 empty] | 0 | 0 |  | 0 |  | 0
[13 empty] | 0 | 0 |  | 0 |  | 0
[13 empty] | 0 | 0 |  | 0 |  | 0
[13 empty] | 0 | 0 |  | 0 |  | 0
[13 empty] | 0 | 0 |  | 0 |  | 0
[13 empty] | 0 | 0 |  | 0 |  | 0
[13 empty] | 0 | 0 |  | 0 |  | 0
[13 empty] | 0 | 0 |  | 0 |  | 0
[13 empty] | 0 | 0 |  | 0 |  | 0
[13 empty] | 3705.506 | 427.34 |  | 11.1431 |  | 3694.3628

## Sheet25
bootstrap selection | Standards | Instrument readings | Reading of the unknown | Calculated concentration | X | Y | X*Y | X*X | X^3 | X^4 | X^2y
0.20001 | 1 | 10.5 | 0 |  | 1 | 10.5 | 10.5 | 1 | 1 | 1 | 10.5
0.43086 | 2 | 24.1 | 0 |  | 2 | 24.1 | 48.2 | 4 | 8 | 16 | 96.4
0.90749 | 4 | 41.5 | 0 |  | 4 | 41.5 | 166 | 16 | 64 | 256 | 664
0.42108 | 4 | 41.5 | 0 |  | 4 | 41.5 | 166 | 16 | 64 | 256 | 664
0.98977 | 6 | 55.9 | 0 |  | 6 | 55.9 | 335.4 | 36 | 216 | 1296 | 2012.4
0.76027 | 7 | 63 | 0 |  | 7 | 63 | 441 | 49 | 343 | 2401 | 3087
0.14035 | 7 | 63 | 0 |  | 7 | 63 | 441 | 49 | 343 | 2401 | 3087
0.071878 | 8 | 65.12 | 0 |  | 8 | 65.12 | 520.96 | 64 | 512 | 4096 | 4167.68
0.29125 | 9 | 71 | 0 |  | 9 | 71 | 639 | 81 | 729 | 6561 | 5751
0.40188 | 0 | 0 | 0 |  | 0 | 0 | 0 | 0 | 0 | 0 | 0
0.45572 | 0 | 0 | 0 |  | 0 | 0 | 0 | 0 | 0 | 0 | 0
0.50133 | 0 | 0 | 0 |  | 0 | 0 | 0 | 0 | 0 | 0 | 0
0.2499 | 0 | 0 | 0 |  | 0 | 0 | 0 | 0 | 0 | 0 | 0
0.16696 | 0 | 0 | 0 |  | 0 | 0 | 0 | 0 | 0 | 0 | 0
0.6997 | 0 | 0 | 0 |  | 0 | 0 | 0 | 0 | 0 | 0 | 0
0.56726 | 0 | 0 | 0 |  | 0 | 0 | 0 | 0 | 0 | 0 | 0
0.37796 | 0 | 0 | 0 |  | 0 | 0 | 0 | 0 | 0 | 0 | 0 | Calculations of the coefficients a,b, and c of the best-fit parabola y=ax^2+bx+c
0.3435 | 0 | 0 | 0 |  | 0 | 0 | 0 | 0 | 0 | 0 | 0 | sums | sumx | sumy | sumxy | sumx2 | sumx3 | sumx4 | sumx2y
0.5566 | 0 | 0 | 0 |  | 0 | 0 | 0 | 0 | 0 | 0 | 0 |  | ?X | ?Y | ?(X*Y) | ?(X*X) | ?(X^3) | ?(X^4) | ?(X^2)*y
0.28655 | 0 | 0 | 0 |  | 0 | 0 | 0 | 0 | 0 | 0 | 0 |  | 48 | 435.62 | 2768.06 | 316 | 2280 | 17284 | 19539.98
0.80868 | 0 | 0 | 0 |  | 0 | 0 | 0 | 0 | 0 | 0 | 0 | n | 9 | (number of points (n)
0.93616 | 0 | 0 | 0 |  | 0 | 0 | 0 | 0 | 0 | 0 | 0
0.92545 | 0 | 0 | 0 |  | 0 | 0 | 0 | 0 | 0 | 0 | 0 | D | 159344 | Denominator (D)
0.31487 | 0 | 0 | 0 |  | 0 | 0 | 0 | 0 | 0 | 0 | 0 | a= | -0.5528 | -0.5528
0.76916 | 0 | 0 | 0 |  | 0 | 0 | 0 | 0 | 0 | 0 | 0 | b= | 12.8914
0.80118 | 0 | 0 | 0 |  | 0 | 0 | 0 | 0 | 0 | 0 | 0 | c= | -0.94264
0.30971 | 0 | 0 | 0 |  | 0 | 0 | 0 | 0 | 0 | 0 | 0 | y= | -0.5528 | X^2 | + | 12.8914 | x | + | -0.94264
0.62671 | 0 | 0 | 0 |  | 0 | 0 | 0 | 0 | 0 | 0 | 0 | R2= | 0.99762
0.011887 | 0 | 0 | 0 |  | 0 | 0 | 0 | 0 | 0 | 0 | 0
0.38223 | 0 | 0 | 0 |  | 0 | 0 | 0 | 0 | 0 | 0 | 0 |  | Calculation of R2
0.32722 | 0 | 0 | 0 |  | 0 | 0 | 0 | 0 | 0 | 0 | 0 |  | ?(Y-meany)^2 | PredY |  | ?(Y-PredY)^2 |  | ?(meanY-PredY)^2
0.82199 | 0 | 0 | 0 |  | 0 | 0 | 0 | 0 | 0 | 0 | 0 |  | 1436.5784 | 11.396 |  | 0.80283 |  | 1369.4599
0.50922 | 0 | 0 | 0 |  | 0 | 0 | 0 | 0 | 0 | 0 | 0 |  | 590.598 | 22.629 |  | 2.1637 |  | 664.2566
0.89678 | 0 | 0 | 0 |  | 0 | 0 | 0 | 0 | 0 | 0 | 0 |  | 47.6407 | 41.7783 |  | 0.077454 |  | 43.8763
0.23452 | 0 | 0 | 0 |  | 0 | 0 | 0 | 0 | 0 | 0 | 0 |  | 47.6407 | 41.7783 |  | 0.077454 |  | 43.8763
0.63917 | 0 | 0 | 0 |  | 0 | 0 | 0 | 0 | 0 | 0 | 0 |  | 56.2167 | 56.5051 |  | 0.36619 |  | 65.6573
0.25322 | 0 | 0 | 0 |  | 0 | 0 | 0 | 0 | 0 | 0 | 0 |  | 213.0951 | 62.2101 |  | 0.62387 |  | 190.6588
0.087787 | 0 | 0 | 0 |  | 0 | 0 | 0 | 0 | 0 | 0 | 0 |  | 213.0951 | 62.2101 |  | 0.62387 |  | 190.6588
0.21634 | 0 | 0 | 0 |  | 0 | 0 | 0 | 0 | 0 | 0 | 0 |  | 279.4841 | 66.8096 |  | 2.8546 |  | 338.8298
0.92571 | 0 | 0 | 0 |  | 0 | 0 | 0 | 0 | 0 | 0 | 0 |  | 510.6596 | 70.3033 |  | 0.48532 |  | 479.6593
0.99772 | 0 | 0 | 0 |  | 0 | 0 | 0 | 0 | 0 | 0 | 0 |  | 0 | 0 |  | 0 |  | 0
0.20578 | 0 | 0 | 0 |  | 0 | 0 | 0 | 0 | 0 | 0 | 0 |  | 0 | 0 |  | 0 |  | 0
0.10122 | 0 | 0 | 0 |  | 0 | 0 | 0 | 0 | 0 | 0 | 0 |  | 0 | 0 |  | 0 |  | 0
0.14593 | 0 | 0 | 0 |  | 0 | 0 | 0 | 0 | 0 | 0 | 0 |  | 0 | 0 |  | 0 |  | 0
0.16339 | 0 | 0 | 0 |  | 0 | 0 | 0 | 0 | 0 | 0 | 0 |  | 0 | 0 |  | 0 |  | 0
[13 empty] | 0 | 0 |  | 0 |  | 0
[13 empty] | 0 | 0 |  | 0 |  | 0
[13 empty] | 0 | 0 |  | 0 |  | 0
[13 empty] | 0 | 0 |  | 0 |  | 0
[13 empty] | 0 | 0 |  | 0 |  | 0
[13 empty] | 0 | 0 |  | 0 |  | 0
[13 empty] | 0 | 0 |  | 0 |  | 0
[13 empty] | 0 | 0 |  | 0 |  | 0
[13 empty] | 0 | 0 |  | 0 |  | 0
[13 empty] | 0 | 0 |  | 0 |  | 0
[13 empty] | 0 | 0 |  | 0 |  | 0
[13 empty] | 0 | 0 |  | 0 |  | 0
[13 empty] | 0 | 0 |  | 0 |  | 0
[13 empty] | 0 | 0 |  | 0 |  | 0
[13 empty] | 0 | 0 |  | 0 |  | 0
[13 empty] | 0 | 0 |  | 0 |  | 0
[13 empty] | 0 | 0 |  | 0 |  | 0
[13 empty] | 0 | 0 |  | 0 |  | 0
[13 empty] | 0 | 0 |  | 0 |  | 0
[13 empty] | 0 | 0 |  | 0 |  | 0
[13 empty] | 0 | 0 |  | 0 |  | 0
[13 empty] | 0 | 0 |  | 0 |  | 0
[13 empty] | 3395.0084 | 435.62 |  | 8.0753 |  | 3386.9331

## Sheet26
bootstrap selection | Standards | Instrument readings | Reading of the unknown | Calculated concentration | X | Y | X*Y | X*X | X^3 | X^4 | X^2y
0.79968 | 2 | 24.1 | 0 |  | 2 | 24.1 | 48.2 | 4 | 8 | 16 | 96.4
0.47433 | 2 | 24.1 | 0 |  | 2 | 24.1 | 48.2 | 4 | 8 | 16 | 96.4
0.68989 | 4 | 41.5 | 0 |  | 4 | 41.5 | 166 | 16 | 64 | 256 | 664
0.67429 | 5 | 46 | 0 |  | 5 | 46 | 230 | 25 | 125 | 625 | 1150
0.94607 | 6 | 55.9 | 0 |  | 6 | 55.9 | 335.4 | 36 | 216 | 1296 | 2012.4
0.86676 | 7 | 63 | 0 |  | 7 | 63 | 441 | 49 | 343 | 2401 | 3087
0.37987 | 7 | 63 | 0 |  | 7 | 63 | 441 | 49 | 343 | 2401 | 3087
0.4947 | 8 | 65.12 | 0 |  | 8 | 65.12 | 520.96 | 64 | 512 | 4096 | 4167.68
0.47251 | 9 | 71 | 0 |  | 9 | 71 | 639 | 81 | 729 | 6561 | 5751
0.1398 | 0 | 0 | 0 |  | 0 | 0 | 0 | 0 | 0 | 0 | 0
0.62824 | 0 | 0 | 0 |  | 0 | 0 | 0 | 0 | 0 | 0 | 0
0.074315 | 0 | 0 | 0 |  | 0 | 0 | 0 | 0 | 0 | 0 | 0
0.010956 | 0 | 0 | 0 |  | 0 | 0 | 0 | 0 | 0 | 0 | 0
0.26923 | 0 | 0 | 0 |  | 0 | 0 | 0 | 0 | 0 | 0 | 0
0.87887 | 0 | 0 | 0 |  | 0 | 0 | 0 | 0 | 0 | 0 | 0
0.71639 | 0 | 0 | 0 |  | 0 | 0 | 0 | 0 | 0 | 0 | 0
0.71451 | 0 | 0 | 0 |  | 0 | 0 | 0 | 0 | 0 | 0 | 0 | Calculations of the coefficients a,b, and c of the best-fit parabola y=ax^2+bx+c
0.15787 | 0 | 0 | 0 |  | 0 | 0 | 0 | 0 | 0 | 0 | 0 | sums | sumx | sumy | sumxy | sumx2 | sumx3 | sumx4 | sumx2y
0.2193 | 0 | 0 | 0 |  | 0 | 0 | 0 | 0 | 0 | 0 | 0 |  | ?X | ?Y | ?(X*Y) | ?(X*X) | ?(X^3) | ?(X^4) | ?(X^2)*y
0.21288 | 0 | 0 | 0 |  | 0 | 0 | 0 | 0 | 0 | 0 | 0 |  | 50 | 453.72 | 2869.76 | 328 | 2348 | 17668 | 20111.88
0.94719 | 0 | 0 | 0 |  | 0 | 0 | 0 | 0 | 0 | 0 | 0 | n | 9 | (number of points (n)
0.043821 | 0 | 0 | 0 |  | 0 | 0 | 0 | 0 | 0 | 0 | 0
0.25909 | 0 | 0 | 0 |  | 0 | 0 | 0 | 0 | 0 | 0 | 0 | D | 94848 | Denominator (D)
0.02452 | 0 | 0 | 0 |  | 0 | 0 | 0 | 0 | 0 | 0 | 0 | a= | -0.37343 | -0.37343
0.099828 | 0 | 0 | 0 |  | 0 | 0 | 0 | 0 | 0 | 0 | 0 | b= | 10.8604
0.10301 | 0 | 0 | 0 |  | 0 | 0 | 0 | 0 | 0 | 0 | 0 | c= | 3.6871
0.64546 | 0 | 0 | 0 |  | 0 | 0 | 0 | 0 | 0 | 0 | 0 | y= | -0.37343 | X^2 | + | 10.8604 | x | + | 3.6871
0.065409 | 0 | 0 | 0 |  | 0 | 0 | 0 | 0 | 0 | 0 | 0 | R2= | 0.99391
0.69384 | 0 | 0 | 0 |  | 0 | 0 | 0 | 0 | 0 | 0 | 0
0.44823 | 0 | 0 | 0 |  | 0 | 0 | 0 | 0 | 0 | 0 | 0 |  | Calculation of R2
0.63162 | 0 | 0 | 0 |  | 0 | 0 | 0 | 0 | 0 | 0 | 0 |  | ?(Y-meany)^2 | PredY |  | ?(Y-PredY)^2 |  | ?(meanY-PredY)^2
0.50064 | 0 | 0 | 0 |  | 0 | 0 | 0 | 0 | 0 | 0 | 0 |  | 692.3915 | 23.9142 |  | 0.03451 |  | 702.2024
0.078991 | 0 | 0 | 0 |  | 0 | 0 | 0 | 0 | 0 | 0 | 0 |  | 692.3915 | 23.9142 |  | 0.03451 |  | 702.2024
0.73053 | 0 | 0 | 0 |  | 0 | 0 | 0 | 0 | 0 | 0 | 0 |  | 79.4475 | 41.1539 |  | 0.11978 |  | 85.7369
0.78989 | 0 | 0 | 0 |  | 0 | 0 | 0 | 0 | 0 | 0 | 0 |  | 19.4775 | 48.6535 |  | 7.0409 |  | 3.0971
0.44173 | 0 | 0 | 0 |  | 0 | 0 | 0 | 0 | 0 | 0 | 0 |  | 30.1035 | 55.4062 |  | 0.24388 |  | 24.9283
0.95143 | 0 | 0 | 0 |  | 0 | 0 | 0 | 0 | 0 | 0 | 0 |  | 158.4242 | 61.412 |  | 2.5218 |  | 120.9704
0.46299 | 0 | 0 | 0 |  | 0 | 0 | 0 | 0 | 0 | 0 | 0 |  | 158.4242 | 61.412 |  | 2.5218 |  | 120.9704
0.72577 | 0 | 0 | 0 |  | 0 | 0 | 0 | 0 | 0 | 0 | 0 |  | 216.286 | 66.671 |  | 2.4055 |  | 264.3105
0.51728 | 0 | 0 | 0 |  | 0 | 0 | 0 | 0 | 0 | 0 | 0 |  | 423.8108 | 71.1831 |  | 0.033517 |  | 431.3822
0.66477 | 0 | 0 | 0 |  | 0 | 0 | 0 | 0 | 0 | 0 | 0 |  | 0 | 0 |  | 0 |  | 0
0.80307 | 0 | 0 | 0 |  | 0 | 0 | 0 | 0 | 0 | 0 | 0 |  | 0 | 0 |  | 0 |  | 0
0.99623 | 0 | 0 | 0 |  | 0 | 0 | 0 | 0 | 0 | 0 | 0 |  | 0 | 0 |  | 0 |  | 0
0.91947 | 0 | 0 | 0 |  | 0 | 0 | 0 | 0 | 0 | 0 | 0 |  | 0 | 0 |  | 0 |  | 0
0.12205 | 0 | 0 | 0 |  | 0 | 0 | 0 | 0 | 0 | 0 | 0 |  | 0 | 0 |  | 0 |  | 0
[13 empty] | 0 | 0 |  | 0 |  | 0
[13 empty] | 0 | 0 |  | 0 |  | 0
[13 empty] | 0 | 0 |  | 0 |  | 0
[13 empty] | 0 | 0 |  | 0 |  | 0
[13 empty] | 0 | 0 |  | 0 |  | 0
[13 empty] | 0 | 0 |  | 0 |  | 0
[13 empty] | 0 | 0 |  | 0 |  | 0
[13 empty] | 0 | 0 |  | 0 |  | 0
[13 empty] | 0 | 0 |  | 0 |  | 0
[13 empty] | 0 | 0 |  | 0 |  | 0
[13 empty] | 0 | 0 |  | 0 |  | 0
[13 empty] | 0 | 0 |  | 0 |  | 0
[13 empty] | 0 | 0 |  | 0 |  | 0
[13 empty] | 0 | 0 |  | 0 |  | 0
[13 empty] | 0 | 0 |  | 0 |  | 0
[13 empty] | 0 | 0 |  | 0 |  | 0
[13 empty] | 0 | 0 |  | 0 |  | 0
[13 empty] | 0 | 0 |  | 0 |  | 0
[13 empty] | 0 | 0 |  | 0 |  | 0
[13 empty] | 0 | 0 |  | 0 |  | 0
[13 empty] | 0 | 0 |  | 0 |  | 0
[13 empty] | 0 | 0 |  | 0 |  | 0
[13 empty] | 2470.7568 | 453.72 |  | 14.9561 |  | 2455.8007

## Sheet27
bootstrap selection | Standards | Instrument readings | Reading of the unknown | Calculated concentration | X | Y | X*Y | X*X | X^3 | X^4 | X^2y
0.97113 | 2 | 24.1 | 0 |  | 2 | 24.1 | 48.2 | 4 | 8 | 16 | 96.4
0.12341 | 2 | 24.1 | 0 |  | 2 | 24.1 | 48.2 | 4 | 8 | 16 | 96.4
0.69362 | 4 | 41.5 | 0 |  | 4 | 41.5 | 166 | 16 | 64 | 256 | 664
0.65641 | 5 | 46 | 0 |  | 5 | 46 | 230 | 25 | 125 | 625 | 1150
0.96677 | 6 | 55.9 | 0 |  | 6 | 55.9 | 335.4 | 36 | 216 | 1296 | 2012.4
0.72298 | 7 | 63 | 0 |  | 7 | 63 | 441 | 49 | 343 | 2401 | 3087
0.48792 | 7 | 63 | 0 |  | 7 | 63 | 441 | 49 | 343 | 2401 | 3087
0.15278 | 8 | 65.12 | 0 |  | 8 | 65.12 | 520.96 | 64 | 512 | 4096 | 4167.68
0.71524 | 0 | 0 | 0 |  | 0 | 0 | 0 | 0 | 0 | 0 | 0
0.15816 | 0 | 0 | 0 |  | 0 | 0 | 0 | 0 | 0 | 0 | 0
0.80112 | 0 | 0 | 0 |  | 0 | 0 | 0 | 0 | 0 | 0 | 0
0.77467 | 0 | 0 | 0 |  | 0 | 0 | 0 | 0 | 0 | 0 | 0
0.17069 | 0 | 0 | 0 |  | 0 | 0 | 0 | 0 | 0 | 0 | 0
0.42454 | 0 | 0 | 0 |  | 0 | 0 | 0 | 0 | 0 | 0 | 0
0.33229 | 0 | 0 | 0 |  | 0 | 0 | 0 | 0 | 0 | 0 | 0
0.21963 | 0 | 0 | 0 |  | 0 | 0 | 0 | 0 | 0 | 0 | 0
0.26902 | 0 | 0 | 0 |  | 0 | 0 | 0 | 0 | 0 | 0 | 0 | Calculations of the coefficients a,b, and c of the best-fit parabola y=ax^2+bx+c
0.10833 | 0 | 0 | 0 |  | 0 | 0 | 0 | 0 | 0 | 0 | 0 | sums | sumx | sumy | sumxy | sumx2 | sumx3 | sumx4 | sumx2y
0.84537 | 0 | 0 | 0 |  | 0 | 0 | 0 | 0 | 0 | 0 | 0 |  | ?X | ?Y | ?(X*Y) | ?(X*X) | ?(X^3) | ?(X^4) | ?(X^2)*y
0.83607 | 0 | 0 | 0 |  | 0 | 0 | 0 | 0 | 0 | 0 | 0 |  | 41 | 382.72 | 2230.76 | 247 | 1619 | 11107 | 14360.88
0.5372 | 0 | 0 | 0 |  | 0 | 0 | 0 | 0 | 0 | 0 | 0 | n | 9 | (number of points (n)
0.19098 | 0 | 0 | 0 |  | 0 | 0 | 0 | 0 | 0 | 0 | 0
0.42772 | 0 | 0 | 0 |  | 0 | 0 | 0 | 0 | 0 | 0 | 0 | D | 151548 | Denominator (D)
0.48619 | 0 | 0 | 0 |  | 0 | 0 | 0 | 0 | 0 | 0 | 0 | a= | -0.49287 | -0.49287
0.51679 | 0 | 0 | 0 |  | 0 | 0 | 0 | 0 | 0 | 0 | 0 | b= | 12.1322
0.59525 | 0 | 0 | 0 |  | 0 | 0 | 0 | 0 | 0 | 0 | 0 | c= | 0.78219
0.35766 | 0 | 0 | 0 |  | 0 | 0 | 0 | 0 | 0 | 0 | 0 | y= | -0.49287 | X^2 | + | 12.1322 | x | + | 0.78219
0.58316 | 0 | 0 | 0 |  | 0 | 0 | 0 | 0 | 0 | 0 | 0 | R2= | 0.99551
0.60011 | 0 | 0 | 0 |  | 0 | 0 | 0 | 0 | 0 | 0 | 0
0.074149 | 0 | 0 | 0 |  | 0 | 0 | 0 | 0 | 0 | 0 | 0 |  | Calculation of R2
0.27597 | 0 | 0 | 0 |  | 0 | 0 | 0 | 0 | 0 | 0 | 0 |  | ?(Y-meany)^2 | PredY |  | ?(Y-PredY)^2 |  | ?(meanY-PredY)^2
0.85112 | 0 | 0 | 0 |  | 0 | 0 | 0 | 0 | 0 | 0 | 0 |  | 339.4602 | 23.0751 |  | 1.0504 |  | 378.2773
0.37183 | 0 | 0 | 0 |  | 0 | 0 | 0 | 0 | 0 | 0 | 0 |  | 339.4602 | 23.0751 |  | 1.0504 |  | 378.2773
0.33341 | 0 | 0 | 0 |  | 0 | 0 | 0 | 0 | 0 | 0 | 0 |  | 1.0495 | 41.425 |  | 0.0056245 |  | 1.2088
0.1438 | 0 | 0 | 0 |  | 0 | 0 | 0 | 0 | 0 | 0 | 0 |  | 12.0795 | 49.1213 |  | 9.7427 |  | 43.519
0.7692 | 0 | 0 | 0 |  | 0 | 0 | 0 | 0 | 0 | 0 | 0 |  | 178.9055 | 55.8319 |  | 0.0046346 |  | 177.089
0.038626 | 0 | 0 | 0 |  | 0 | 0 | 0 | 0 | 0 | 0 | 0 |  | 419.2484 | 61.5568 |  | 2.0829 |  | 362.229
0.93857 | 0 | 0 | 0 |  | 0 | 0 | 0 | 0 | 0 | 0 | 0 |  | 419.2484 | 61.5568 |  | 2.0829 |  | 362.229
0.42339 | 0 | 0 | 0 |  | 0 | 0 | 0 | 0 | 0 | 0 | 0 |  | 510.5591 | 66.2958 |  | 1.3826 |  | 565.0796
0.13055 | 0 | 0 | 0 |  | 0 | 0 | 0 | 0 | 0 | 0 | 0 |  | 1808.3284 | 0.78219 |  | 0.61182 |  | 1742.4159
0.69406 | 0 | 0 | 0 |  | 0 | 0 | 0 | 0 | 0 | 0 | 0 |  | 0 | 0 |  | 0 |  | 0
0.29482 | 0 | 0 | 0 |  | 0 | 0 | 0 | 0 | 0 | 0 | 0 |  | 0 | 0 |  | 0 |  | 0
0.35084 | 0 | 0 | 0 |  | 0 | 0 | 0 | 0 | 0 | 0 | 0 |  | 0 | 0 |  | 0 |  | 0
0.42961 | 0 | 0 | 0 |  | 0 | 0 | 0 | 0 | 0 | 0 | 0 |  | 0 | 0 |  | 0 |  | 0
0.31857 | 0 | 0 | 0 |  | 0 | 0 | 0 | 0 | 0 | 0 | 0 |  | 0 | 0 |  | 0 |  | 0
[13 empty] | 0 | 0 |  | 0 |  | 0
[13 empty] | 0 | 0 |  | 0 |  | 0
[13 empty] | 0 | 0 |  | 0 |  | 0
[13 empty] | 0 | 0 |  | 0 |  | 0
[13 empty] | 0 | 0 |  | 0 |  | 0
[13 empty] | 0 | 0 |  | 0 |  | 0
[13 empty] | 0 | 0 |  | 0 |  | 0
[13 empty] | 0 | 0 |  | 0 |  | 0
[13 empty] | 0 | 0 |  | 0 |  | 0
[13 empty] | 0 | 0 |  | 0 |  | 0
[13 empty] | 0 | 0 |  | 0 |  | 0
[13 empty] | 0 | 0 |  | 0 |  | 0
[13 empty] | 0 | 0 |  | 0 |  | 0
[13 empty] | 0 | 0 |  | 0 |  | 0
[13 empty] | 0 | 0 |  | 0 |  | 0
[13 empty] | 0 | 0 |  | 0 |  | 0
[13 empty] | 0 | 0 |  | 0 |  | 0
[13 empty] | 0 | 0 |  | 0 |  | 0
[13 empty] | 0 | 0 |  | 0 |  | 0
[13 empty] | 0 | 0 |  | 0 |  | 0
[13 empty] | 0 | 0 |  | 0 |  | 0
[13 empty] | 0 | 0 |  | 0 |  | 0
[13 empty] | 4028.339 | 382.72 |  | 18.0142 |  | 4010.3248

## Sheet28
bootstrap selection | Standards | Instrument readings | Reading of the unknown | Calculated concentration | X | Y | X*Y | X*X | X^3 | X^4 | X^2y
0.23221 | 1 | 10.5 | 0 |  | 1 | 10.5 | 10.5 | 1 | 1 | 1 | 10.5
0.95269 | 3 | 31.1 | 0 |  | 3 | 31.1 | 93.3 | 9 | 27 | 81 | 279.9
0.24686 | 3 | 31.1 | 0 |  | 3 | 31.1 | 93.3 | 9 | 27 | 81 | 279.9
0.087163 | 4 | 41.5 | 0 |  | 4 | 41.5 | 166 | 16 | 64 | 256 | 664
0.079339 | 5 | 46 | 0 |  | 5 | 46 | 230 | 25 | 125 | 625 | 1150
0.93889 | 7 | 63 | 0 |  | 7 | 63 | 441 | 49 | 343 | 2401 | 3087
0.13581 | 7 | 63 | 0 |  | 7 | 63 | 441 | 49 | 343 | 2401 | 3087
0.66454 | 9 | 71 | 0 |  | 9 | 71 | 639 | 81 | 729 | 6561 | 5751
0.45216 | 9 | 71 | 0 |  | 9 | 71 | 639 | 81 | 729 | 6561 | 5751
0.89656 | 0 | 0 | 0 |  | 0 | 0 | 0 | 0 | 0 | 0 | 0
0.69768 | 0 | 0 | 0 |  | 0 | 0 | 0 | 0 | 0 | 0 | 0
0.48897 | 0 | 0 | 0 |  | 0 | 0 | 0 | 0 | 0 | 0 | 0
0.46313 | 0 | 0 | 0 |  | 0 | 0 | 0 | 0 | 0 | 0 | 0
0.65405 | 0 | 0 | 0 |  | 0 | 0 | 0 | 0 | 0 | 0 | 0
0.80261 | 0 | 0 | 0 |  | 0 | 0 | 0 | 0 | 0 | 0 | 0
0.26156 | 0 | 0 | 0 |  | 0 | 0 | 0 | 0 | 0 | 0 | 0
0.15929 | 0 | 0 | 0 |  | 0 | 0 | 0 | 0 | 0 | 0 | 0 | Calculations of the coefficients a,b, and c of the best-fit parabola y=ax^2+bx+c
0.96798 | 0 | 0 | 0 |  | 0 | 0 | 0 | 0 | 0 | 0 | 0 | sums | sumx | sumy | sumxy | sumx2 | sumx3 | sumx4 | sumx2y
0.99274 | 0 | 0 | 0 |  | 0 | 0 | 0 | 0 | 0 | 0 | 0 |  | ?X | ?Y | ?(X*Y) | ?(X*X) | ?(X^3) | ?(X^4) | ?(X^2)*y
0.90607 | 0 | 0 | 0 |  | 0 | 0 | 0 | 0 | 0 | 0 | 0 |  | 48 | 428.2 | 2753.1 | 320 | 2388 | 18968 | 20060.3
0.5545 | 0 | 0 | 0 |  | 0 | 0 | 0 | 0 | 0 | 0 | 0 | n | 9 | (number of points (n)
0.4861 | 0 | 0 | 0 |  | 0 | 0 | 0 | 0 | 0 | 0 | 0
0.18869 | 0 | 0 | 0 |  | 0 | 0 | 0 | 0 | 0 | 0 | 0 | D | 194032 | Denominator (D)
0.7662 | 0 | 0 | 0 |  | 0 | 0 | 0 | 0 | 0 | 0 | 0 | a= | -0.47909 | -0.47909
0.40098 | 0 | 0 | 0 |  | 0 | 0 | 0 | 0 | 0 | 0 | 0 | b= | 12.4342
0.088905 | 0 | 0 | 0 |  | 0 | 0 | 0 | 0 | 0 | 0 | 0 | c= | -1.7036
0.68219 | 0 | 0 | 0 |  | 0 | 0 | 0 | 0 | 0 | 0 | 0 | y= | -0.47909 | X^2 | + | 12.4342 | x | + | -1.7036
0.99246 | 0 | 0 | 0 |  | 0 | 0 | 0 | 0 | 0 | 0 | 0 | R2= | 0.99701
0.29313 | 0 | 0 | 0 |  | 0 | 0 | 0 | 0 | 0 | 0 | 0
0.39723 | 0 | 0 | 0 |  | 0 | 0 | 0 | 0 | 0 | 0 | 0 |  | Calculation of R2
0.99032 | 0 | 0 | 0 |  | 0 | 0 | 0 | 0 | 0 | 0 | 0 |  | ?(Y-meany)^2 | PredY |  | ?(Y-PredY)^2 |  | ?(meanY-PredY)^2
0.62705 | 0 | 0 | 0 |  | 0 | 0 | 0 | 0 | 0 | 0 | 0 |  | 1374.7616 | 10.2516 |  | 0.061721 |  | 1393.2463
0.062786 | 0 | 0 | 0 |  | 0 | 0 | 0 | 0 | 0 | 0 | 0 |  | 271.5172 | 31.2872 |  | 0.035055 |  | 265.3819
0.29829 | 0 | 0 | 0 |  | 0 | 0 | 0 | 0 | 0 | 0 | 0 |  | 271.5172 | 31.2872 |  | 0.035055 |  | 265.3819
0.41798 | 0 | 0 | 0 |  | 0 | 0 | 0 | 0 | 0 | 0 | 0 |  | 36.9394 | 40.3678 |  | 1.2819 |  | 51.984
0.96257 | 0 | 0 | 0 |  | 0 | 0 | 0 | 0 | 0 | 0 | 0 |  | 2.4894 | 48.4901 |  | 6.2008 |  | 0.83242
0.28359 | 0 | 0 | 0 |  | 0 | 0 | 0 | 0 | 0 | 0 | 0 |  | 237.8449 | 61.8603 |  | 1.2989 |  | 203.9907
0.19942 | 0 | 0 | 0 |  | 0 | 0 | 0 | 0 | 0 | 0 | 0 |  | 237.8449 | 61.8603 |  | 1.2989 |  | 203.9907
0.70743 | 0 | 0 | 0 |  | 0 | 0 | 0 | 0 | 0 | 0 | 0 |  | 548.6005 | 71.3977 |  | 0.15818 |  | 567.3894
0.29488 | 0 | 0 | 0 |  | 0 | 0 | 0 | 0 | 0 | 0 | 0 |  | 548.6005 | 71.3977 |  | 0.15818 |  | 567.3894
0.7484 | 0 | 0 | 0 |  | 0 | 0 | 0 | 0 | 0 | 0 | 0 |  | 0 | 0 |  | 0 |  | 0
0.92107 | 0 | 0 | 0 |  | 0 | 0 | 0 | 0 | 0 | 0 | 0 |  | 0 | 0 |  | 0 |  | 0
0.53756 | 0 | 0 | 0 |  | 0 | 0 | 0 | 0 | 0 | 0 | 0 |  | 0 | 0 |  | 0 |  | 0
0.38382 | 0 | 0 | 0 |  | 0 | 0 | 0 | 0 | 0 | 0 | 0 |  | 0 | 0 |  | 0 |  | 0
0.43367 | 0 | 0 | 0 |  | 0 | 0 | 0 | 0 | 0 | 0 | 0 |  | 0 | 0 |  | 0 |  | 0
[13 empty] | 0 | 0 |  | 0 |  | 0
[13 empty] | 0 | 0 |  | 0 |  | 0
[13 empty] | 0 | 0 |  | 0 |  | 0
[13 empty] | 0 | 0 |  | 0 |  | 0
[13 empty] | 0 | 0 |  | 0 |  | 0
[13 empty] | 0 | 0 |  | 0 |  | 0
[13 empty] | 0 | 0 |  | 0 |  | 0
[13 empty] | 0 | 0 |  | 0 |  | 0
[13 empty] | 0 | 0 |  | 0 |  | 0
[13 empty] | 0 | 0 |  | 0 |  | 0
[13 empty] | 0 | 0 |  | 0 |  | 0
[13 empty] | 0 | 0 |  | 0 |  | 0
[13 empty] | 0 | 0 |  | 0 |  | 0
[13 empty] | 0 | 0 |  | 0 |  | 0
[13 empty] | 0 | 0 |  | 0 |  | 0
[13 empty] | 0 | 0 |  | 0 |  | 0
[13 empty] | 0 | 0 |  | 0 |  | 0
[13 empty] | 0 | 0 |  | 0 |  | 0
[13 empty] | 0 | 0 |  | 0 |  | 0
[13 empty] | 0 | 0 |  | 0 |  | 0
[13 empty] | 0 | 0 |  | 0 |  | 0
[13 empty] | 0 | 0 |  | 0 |  | 0
[13 empty] | 3530.1156 | 428.2 |  | 10.5287 |  | 3519.5868

## Sheet29
bootstrap selection | Standards | Instrument readings | Reading of the unknown | Calculated concentration | X | Y | X*Y | X*X | X^3 | X^4 | X^2y
0.10354 | 1 | 10.5 | 0 |  | 1 | 10.5 | 10.5 | 1 | 1 | 1 | 10.5
0.79348 | 3 | 31.1 | 0 |  | 3 | 31.1 | 93.3 | 9 | 27 | 81 | 279.9
0.11993 | 3 | 31.1 | 0 |  | 3 | 31.1 | 93.3 | 9 | 27 | 81 | 279.9
0.7889 | 5 | 46 | 0 |  | 5 | 46 | 230 | 25 | 125 | 625 | 1150
0.32816 | 5 | 46 | 0 |  | 5 | 46 | 230 | 25 | 125 | 625 | 1150
0.23717 | 6 | 55.9 | 0 |  | 6 | 55.9 | 335.4 | 36 | 216 | 1296 | 2012.4
0.2317 | 7 | 63 | 0 |  | 7 | 63 | 441 | 49 | 343 | 2401 | 3087
0.047965 | 8 | 65.12 | 0 |  | 8 | 65.12 | 520.96 | 64 | 512 | 4096 | 4167.68
0.00081014 | 9 | 71 | 0 |  | 9 | 71 | 639 | 81 | 729 | 6561 | 5751
0.43431 | 0 | 0 | 0 |  | 0 | 0 | 0 | 0 | 0 | 0 | 0
0.60055 | 0 | 0 | 0 |  | 0 | 0 | 0 | 0 | 0 | 0 | 0
0.99088 | 0 | 0 | 0 |  | 0 | 0 | 0 | 0 | 0 | 0 | 0
0.045209 | 0 | 0 | 0 |  | 0 | 0 | 0 | 0 | 0 | 0 | 0
0.28915 | 0 | 0 | 0 |  | 0 | 0 | 0 | 0 | 0 | 0 | 0
0.51801 | 0 | 0 | 0 |  | 0 | 0 | 0 | 0 | 0 | 0 | 0
0.22166 | 0 | 0 | 0 |  | 0 | 0 | 0 | 0 | 0 | 0 | 0
0.9479 | 0 | 0 | 0 |  | 0 | 0 | 0 | 0 | 0 | 0 | 0 | Calculations of the coefficients a,b, and c of the best-fit parabola y=ax^2+bx+c
0.95294 | 0 | 0 | 0 |  | 0 | 0 | 0 | 0 | 0 | 0 | 0 | sums | sumx | sumy | sumxy | sumx2 | sumx3 | sumx4 | sumx2y
0.33159 | 0 | 0 | 0 |  | 0 | 0 | 0 | 0 | 0 | 0 | 0 |  | ?X | ?Y | ?(X*Y) | ?(X*X) | ?(X^3) | ?(X^4) | ?(X^2)*y
0.46743 | 0 | 0 | 0 |  | 0 | 0 | 0 | 0 | 0 | 0 | 0 |  | 47 | 419.72 | 2593.46 | 299 | 2105 | 15767 | 17888.38
0.94119 | 0 | 0 | 0 |  | 0 | 0 | 0 | 0 | 0 | 0 | 0 | n | 9 | (number of points (n)
0.90576 | 0 | 0 | 0 |  | 0 | 0 | 0 | 0 | 0 | 0 | 0
0.15488 | 0 | 0 | 0 |  | 0 | 0 | 0 | 0 | 0 | 0 | 0 | D | 152700 | Denominator (D)
0.18213 | 0 | 0 | 0 |  | 0 | 0 | 0 | 0 | 0 | 0 | 0 | a= | -0.41517 | -0.41517
0.75497 | 0 | 0 | 0 |  | 0 | 0 | 0 | 0 | 0 | 0 | 0 | b= | 11.7123
0.25243 | 0 | 0 | 0 |  | 0 | 0 | 0 | 0 | 0 | 0 | 0 | c= | -0.73565
0.2669 | 0 | 0 | 0 |  | 0 | 0 | 0 | 0 | 0 | 0 | 0 | y= | -0.41517 | X^2 | + | 11.7123 | x | + | -0.73565
0.81633 | 0 | 0 | 0 |  | 0 | 0 | 0 | 0 | 0 | 0 | 0 | R2= | 0.996
0.054959 | 0 | 0 | 0 |  | 0 | 0 | 0 | 0 | 0 | 0 | 0
0.90286 | 0 | 0 | 0 |  | 0 | 0 | 0 | 0 | 0 | 0 | 0 |  | Calculation of R2
0.28098 | 0 | 0 | 0 |  | 0 | 0 | 0 | 0 | 0 | 0 | 0 |  | ?(Y-meany)^2 | PredY |  | ?(Y-PredY)^2 |  | ?(meanY-PredY)^2
0.13903 | 0 | 0 | 0 |  | 0 | 0 | 0 | 0 | 0 | 0 | 0 |  | 1305.7784 | 10.5615 |  | 0.0037768 |  | 1301.3407
0.18937 | 0 | 0 | 0 |  | 0 | 0 | 0 | 0 | 0 | 0 | 0 |  | 241.3535 | 30.6646 |  | 0.18954 |  | 255.0701
0.7568 | 0 | 0 | 0 |  | 0 | 0 | 0 | 0 | 0 | 0 | 0 |  | 241.3535 | 30.6646 |  | 0.18954 |  | 255.0701
0.56231 | 0 | 0 | 0 |  | 0 | 0 | 0 | 0 | 0 | 0 | 0 |  | 0.40393 | 47.4465 |  | 2.0922 |  | 0.65756
0.37217 | 0 | 0 | 0 |  | 0 | 0 | 0 | 0 | 0 | 0 | 0 |  | 0.40393 | 47.4465 |  | 2.0922 |  | 0.65756
0.34486 | 0 | 0 | 0 |  | 0 | 0 | 0 | 0 | 0 | 0 | 0 |  | 85.8299 | 54.5919 |  | 1.7113 |  | 63.3027
0.95583 | 0 | 0 | 0 |  | 0 | 0 | 0 | 0 | 0 | 0 | 0 |  | 267.795 | 60.9069 |  | 4.3811 |  | 203.6714
0.0036765 | 0 | 0 | 0 |  | 0 | 0 | 0 | 0 | 0 | 0 | 0 |  | 341.6747 | 66.3916 |  | 1.617 |  | 390.3017
0.16956 | 0 | 0 | 0 |  | 0 | 0 | 0 | 0 | 0 | 0 | 0 |  | 593.6262 | 71.046 |  | 0.0021138 |  | 595.8686
0.41364 | 0 | 0 | 0 |  | 0 | 0 | 0 | 0 | 0 | 0 | 0 |  | 0 | 0 |  | 0 |  | 0
0.49595 | 0 | 0 | 0 |  | 0 | 0 | 0 | 0 | 0 | 0 | 0 |  | 0 | 0 |  | 0 |  | 0
0.83508 | 0 | 0 | 0 |  | 0 | 0 | 0 | 0 | 0 | 0 | 0 |  | 0 | 0 |  | 0 |  | 0
0.51562 | 0 | 0 | 0 |  | 0 | 0 | 0 | 0 | 0 | 0 | 0 |  | 0 | 0 |  | 0 |  | 0
0.054897 | 0 | 0 | 0 |  | 0 | 0 | 0 | 0 | 0 | 0 | 0 |  | 0 | 0 |  | 0 |  | 0
[13 empty] | 0 | 0 |  | 0 |  | 0
[13 empty] | 0 | 0 |  | 0 |  | 0
[13 empty] | 0 | 0 |  | 0 |  | 0
[13 empty] | 0 | 0 |  | 0 |  | 0
[13 empty] | 0 | 0 |  | 0 |  | 0
[13 empty] | 0 | 0 |  | 0 |  | 0
[13 empty] | 0 | 0 |  | 0 |  | 0
[13 empty] | 0 | 0 |  | 0 |  | 0
[13 empty] | 0 | 0 |  | 0 |  | 0
[13 empty] | 0 | 0 |  | 0 |  | 0
[13 empty] | 0 | 0 |  | 0 |  | 0
[13 empty] | 0 | 0 |  | 0 |  | 0
[13 empty] | 0 | 0 |  | 0 |  | 0
[13 empty] | 0 | 0 |  | 0 |  | 0
[13 empty] | 0 | 0 |  | 0 |  | 0
[13 empty] | 0 | 0 |  | 0 |  | 0
[13 empty] | 0 | 0 |  | 0 |  | 0
[13 empty] | 0 | 0 |  | 0 |  | 0
[13 empty] | 0 | 0 |  | 0 |  | 0
[13 empty] | 0 | 0 |  | 0 |  | 0
[13 empty] | 0 | 0 |  | 0 |  | 0
[13 empty] | 0 | 0 |  | 0 |  | 0
[13 empty] | 3078.219 | 419.72 |  | 12.2787 |  | 3065.9403

## Sheet30
bootstrap selection | Standards | Instrument readings | Reading of the unknown | Calculated concentration | X | Y | X*Y | X*X | X^3 | X^4 | X^2y
0.67844 | 2 | 24.1 | 0 |  | 2 | 24.1 | 48.2 | 4 | 8 | 16 | 96.4
0.091973 | 2 | 24.1 | 0 |  | 2 | 24.1 | 48.2 | 4 | 8 | 16 | 96.4
0.49672 | 3 | 31.1 | 0 |  | 3 | 31.1 | 93.3 | 9 | 27 | 81 | 279.9
0.82382 | 5 | 46 | 0 |  | 5 | 46 | 230 | 25 | 125 | 625 | 1150
0.6074 | 6 | 55.9 | 0 |  | 6 | 55.9 | 335.4 | 36 | 216 | 1296 | 2012.4
0.65012 | 7 | 63 | 0 |  | 7 | 63 | 441 | 49 | 343 | 2401 | 3087
0.55199 | 8 | 65.12 | 0 |  | 8 | 65.12 | 520.96 | 64 | 512 | 4096 | 4167.68
0.2099 | 8 | 65.12 | 0 |  | 8 | 65.12 | 520.96 | 64 | 512 | 4096 | 4167.68
0.53463 | 0 | 0 | 0 |  | 0 | 0 | 0 | 0 | 0 | 0 | 0
0.34473 | 0 | 0 | 0 |  | 0 | 0 | 0 | 0 | 0 | 0 | 0
0.89631 | 0 | 0 | 0 |  | 0 | 0 | 0 | 0 | 0 | 0 | 0
0.69205 | 0 | 0 | 0 |  | 0 | 0 | 0 | 0 | 0 | 0 | 0
0.48341 | 0 | 0 | 0 |  | 0 | 0 | 0 | 0 | 0 | 0 | 0
0.031778 | 0 | 0 | 0 |  | 0 | 0 | 0 | 0 | 0 | 0 | 0
0.99937 | 0 | 0 | 0 |  | 0 | 0 | 0 | 0 | 0 | 0 | 0
0.67609 | 0 | 0 | 0 |  | 0 | 0 | 0 | 0 | 0 | 0 | 0
0.092334 | 0 | 0 | 0 |  | 0 | 0 | 0 | 0 | 0 | 0 | 0 | Calculations of the coefficients a,b, and c of the best-fit parabola y=ax^2+bx+c
0.18587 | 0 | 0 | 0 |  | 0 | 0 | 0 | 0 | 0 | 0 | 0 | sums | sumx | sumy | sumxy | sumx2 | sumx3 | sumx4 | sumx2y
0.95413 | 0 | 0 | 0 |  | 0 | 0 | 0 | 0 | 0 | 0 | 0 |  | ?X | ?Y | ?(X*Y) | ?(X*X) | ?(X^3) | ?(X^4) | ?(X^2)*y
0.52531 | 0 | 0 | 0 |  | 0 | 0 | 0 | 0 | 0 | 0 | 0 |  | 41 | 374.44 | 2238.02 | 255 | 1751 | 12627 | 15057.46
0.83386 | 0 | 0 | 0 |  | 0 | 0 | 0 | 0 | 0 | 0 | 0 | n | 9 | (number of points (n)
0.55342 | 0 | 0 | 0 |  | 0 | 0 | 0 | 0 | 0 | 0 | 0
0.71008 | 0 | 0 | 0 |  | 0 | 0 | 0 | 0 | 0 | 0 | 0 | D | 191004 | Denominator (D)
0.11896 | 0 | 0 | 0 |  | 0 | 0 | 0 | 0 | 0 | 0 | 0 | a= | -0.48018 | -0.48018
0.90467 | 0 | 0 | 0 |  | 0 | 0 | 0 | 0 | 0 | 0 | 0 | b= | 11.9495
0.2711 | 0 | 0 | 0 |  | 0 | 0 | 0 | 0 | 0 | 0 | 0 | c= | 0.77275
0.34681 | 0 | 0 | 0 |  | 0 | 0 | 0 | 0 | 0 | 0 | 0 | y= | -0.48018 | X^2 | + | 11.9495 | x | + | 0.77275
0.2834 | 0 | 0 | 0 |  | 0 | 0 | 0 | 0 | 0 | 0 | 0 | R2= | 0.99586
0.41656 | 0 | 0 | 0 |  | 0 | 0 | 0 | 0 | 0 | 0 | 0
0.59802 | 0 | 0 | 0 |  | 0 | 0 | 0 | 0 | 0 | 0 | 0 |  | Calculation of R2
0.39492 | 0 | 0 | 0 |  | 0 | 0 | 0 | 0 | 0 | 0 | 0 |  | ?(Y-meany)^2 | PredY |  | ?(Y-PredY)^2 |  | ?(meanY-PredY)^2
0.89601 | 0 | 0 | 0 |  | 0 | 0 | 0 | 0 | 0 | 0 | 0 |  | 306.4056 | 22.7511 |  | 1.8195 |  | 355.4476
0.018267 | 0 | 0 | 0 |  | 0 | 0 | 0 | 0 | 0 | 0 | 0 |  | 306.4056 | 22.7511 |  | 1.8195 |  | 355.4476
0.35447 | 0 | 0 | 0 |  | 0 | 0 | 0 | 0 | 0 | 0 | 0 |  | 110.3434 | 32.2998 |  | 1.4394 |  | 86.577
0.48994 | 0 | 0 | 0 |  | 0 | 0 | 0 | 0 | 0 | 0 | 0 |  | 19.3209 | 48.516 |  | 6.3301 |  | 47.7691
0.94746 | 0 | 0 | 0 |  | 0 | 0 | 0 | 0 | 0 | 0 | 0 |  | 204.3629 | 55.1835 |  | 0.51336 |  | 184.3911
0.91475 | 0 | 0 | 0 |  | 0 | 0 | 0 | 0 | 0 | 0 | 0 |  | 457.7698 | 60.8907 |  | 4.4491 |  | 371.9597
0.80727 | 0 | 0 | 0 |  | 0 | 0 | 0 | 0 | 0 | 0 | 0 |  | 552.9814 | 65.6375 |  | 0.26783 |  | 577.589
0.40683 | 0 | 0 | 0 |  | 0 | 0 | 0 | 0 | 0 | 0 | 0 |  | 552.9814 | 65.6375 |  | 0.26783 |  | 577.589
0.79843 | 0 | 0 | 0 |  | 0 | 0 | 0 | 0 | 0 | 0 | 0 |  | 1730.9298 | 0.77275 |  | 0.59715 |  | 1667.2269
0.91684 | 0 | 0 | 0 |  | 0 | 0 | 0 | 0 | 0 | 0 | 0 |  | 0 | 0 |  | 0 |  | 0
0.29364 | 0 | 0 | 0 |  | 0 | 0 | 0 | 0 | 0 | 0 | 0 |  | 0 | 0 |  | 0 |  | 0
0.2841 | 0 | 0 | 0 |  | 0 | 0 | 0 | 0 | 0 | 0 | 0 |  | 0 | 0 |  | 0 |  | 0
0.89156 | 0 | 0 | 0 |  | 0 | 0 | 0 | 0 | 0 | 0 | 0 |  | 0 | 0 |  | 0 |  | 0
0.16698 | 0 | 0 | 0 |  | 0 | 0 | 0 | 0 | 0 | 0 | 0 |  | 0 | 0 |  | 0 |  | 0
[13 empty] | 0 | 0 |  | 0 |  | 0
[13 empty] | 0 | 0 |  | 0 |  | 0
[13 empty] | 0 | 0 |  | 0 |  | 0
[13 empty] | 0 | 0 |  | 0 |  | 0
[13 empty] | 0 | 0 |  | 0 |  | 0
[13 empty] | 0 | 0 |  | 0 |  | 0
[13 empty] | 0 | 0 |  | 0 |  | 0
[13 empty] | 0 | 0 |  | 0 |  | 0
[13 empty] | 0 | 0 |  | 0 |  | 0
[13 empty] | 0 | 0 |  | 0 |  | 0
[13 empty] | 0 | 0 |  | 0 |  | 0
[13 empty] | 0 | 0 |  | 0 |  | 0
[13 empty] | 0 | 0 |  | 0 |  | 0
[13 empty] | 0 | 0 |  | 0 |  | 0
[13 empty] | 0 | 0 |  | 0 |  | 0
[13 empty] | 0 | 0 |  | 0 |  | 0
[13 empty] | 0 | 0 |  | 0 |  | 0
[13 empty] | 0 | 0 |  | 0 |  | 0
[13 empty] | 0 | 0 |  | 0 |  | 0
[13 empty] | 0 | 0 |  | 0 |  | 0
[13 empty] | 0 | 0 |  | 0 |  | 0
[13 empty] | 0 | 0 |  | 0 |  | 0
[13 empty] | 4241.5006 | 374.44 |  | 17.5037 |  | 4223.9969

## Sheet31
bootstrap selection | Standards | Instrument readings | Reading of the unknown | Calculated concentration | X | Y | X*Y | X*X | X^3 | X^4 | X^2y
0.32278 | 1 | 10.5 | 0 |  | 1 | 10.5 | 10.5 | 1 | 1 | 1 | 10.5
0.5035 | 3 | 31.1 | 0 |  | 3 | 31.1 | 93.3 | 9 | 27 | 81 | 279.9
0.15193 | 3 | 31.1 | 0 |  | 3 | 31.1 | 93.3 | 9 | 27 | 81 | 279.9
0.87004 | 5 | 46 | 0 |  | 5 | 46 | 230 | 25 | 125 | 625 | 1150
0.49525 | 5 | 46 | 0 |  | 5 | 46 | 230 | 25 | 125 | 625 | 1150
0.087667 | 6 | 55.9 | 0 |  | 6 | 55.9 | 335.4 | 36 | 216 | 1296 | 2012.4
0.23914 | 7 | 63 | 0 |  | 7 | 63 | 441 | 49 | 343 | 2401 | 3087
0.94569 | 9 | 71 | 0 |  | 9 | 71 | 639 | 81 | 729 | 6561 | 5751
0.13809 | 9 | 71 | 0 |  | 9 | 71 | 639 | 81 | 729 | 6561 | 5751
0.47536 | 0 | 0 | 0 |  | 0 | 0 | 0 | 0 | 0 | 0 | 0
0.81649 | 0 | 0 | 0 |  | 0 | 0 | 0 | 0 | 0 | 0 | 0
0.91591 | 0 | 0 | 0 |  | 0 | 0 | 0 | 0 | 0 | 0 | 0
0.30709 | 0 | 0 | 0 |  | 0 | 0 | 0 | 0 | 0 | 0 | 0
0.00045721 | 0 | 0 | 0 |  | 0 | 0 | 0 | 0 | 0 | 0 | 0
0.60258 | 0 | 0 | 0 |  | 0 | 0 | 0 | 0 | 0 | 0 | 0
0.6589 | 0 | 0 | 0 |  | 0 | 0 | 0 | 0 | 0 | 0 | 0
0.86592 | 0 | 0 | 0 |  | 0 | 0 | 0 | 0 | 0 | 0 | 0 | Calculations of the coefficients a,b, and c of the best-fit parabola y=ax^2+bx+c
0.67405 | 0 | 0 | 0 |  | 0 | 0 | 0 | 0 | 0 | 0 | 0 | sums | sumx | sumy | sumxy | sumx2 | sumx3 | sumx4 | sumx2y
0.67201 | 0 | 0 | 0 |  | 0 | 0 | 0 | 0 | 0 | 0 | 0 |  | ?X | ?Y | ?(X*Y) | ?(X*X) | ?(X^3) | ?(X^4) | ?(X^2)*y
0.0016475 | 0 | 0 | 0 |  | 0 | 0 | 0 | 0 | 0 | 0 | 0 |  | 48 | 425.6 | 2711.5 | 316 | 2322 | 18232 | 19471.7
0.21727 | 0 | 0 | 0 |  | 0 | 0 | 0 | 0 | 0 | 0 | 0 | n | 9 | (number of points (n)
0.60916 | 0 | 0 | 0 |  | 0 | 0 | 0 | 0 | 0 | 0 | 0
0.42051 | 0 | 0 | 0 |  | 0 | 0 | 0 | 0 | 0 | 0 | 0 | D | 205820 | Denominator (D)
0.49557 | 0 | 0 | 0 |  | 0 | 0 | 0 | 0 | 0 | 0 | 0 | a= | -0.41404 | -0.41404
0.40633 | 0 | 0 | 0 |  | 0 | 0 | 0 | 0 | 0 | 0 | 0 | b= | 11.7539
0.6293 | 0 | 0 | 0 |  | 0 | 0 | 0 | 0 | 0 | 0 | 0 | c= | -0.86153
0.73648 | 0 | 0 | 0 |  | 0 | 0 | 0 | 0 | 0 | 0 | 0 | y= | -0.41404 | X^2 | + | 11.7539 | x | + | -0.86153
0.96656 | 0 | 0 | 0 |  | 0 | 0 | 0 | 0 | 0 | 0 | 0 | R2= | 0.99689
0.25936 | 0 | 0 | 0 |  | 0 | 0 | 0 | 0 | 0 | 0 | 0
0.314 | 0 | 0 | 0 |  | 0 | 0 | 0 | 0 | 0 | 0 | 0 |  | Calculation of R2
0.68418 | 0 | 0 | 0 |  | 0 | 0 | 0 | 0 | 0 | 0 | 0 |  | ?(Y-meany)^2 | PredY |  | ?(Y-PredY)^2 |  | ?(meanY-PredY)^2
0.54979 | 0 | 0 | 0 |  | 0 | 0 | 0 | 0 | 0 | 0 | 0 |  | 1353.4223 | 10.4784 |  | 0.00046738 |  | 1355.0135
0.77181 | 0 | 0 | 0 |  | 0 | 0 | 0 | 0 | 0 | 0 | 0 |  | 262.0801 | 30.674 |  | 0.1815 |  | 276.0554
0.090051 | 0 | 0 | 0 |  | 0 | 0 | 0 | 0 | 0 | 0 | 0 |  | 262.0801 | 30.674 |  | 0.1815 |  | 276.0554
0.97639 | 0 | 0 | 0 |  | 0 | 0 | 0 | 0 | 0 | 0 | 0 |  | 1.6612 | 47.5573 |  | 2.4251 |  | 0.072032
0.68965 | 0 | 0 | 0 |  | 0 | 0 | 0 | 0 | 0 | 0 | 0 |  | 1.6612 | 47.5573 |  | 2.4251 |  | 0.072032
0.29627 | 0 | 0 | 0 |  | 0 | 0 | 0 | 0 | 0 | 0 | 0 |  | 74.1512 | 54.7568 |  | 1.3069 |  | 55.77
0.16792 | 0 | 0 | 0 |  | 0 | 0 | 0 | 0 | 0 | 0 | 0 |  | 246.839 | 61.1283 |  | 3.5033 |  | 191.5289
0.082274 | 0 | 0 | 0 |  | 0 | 0 | 0 | 0 | 0 | 0 | 0 |  | 562.2168 | 71.387 |  | 0.14977 |  | 580.7192
0.020849 | 0 | 0 | 0 |  | 0 | 0 | 0 | 0 | 0 | 0 | 0 |  | 562.2168 | 71.387 |  | 0.14977 |  | 580.7192
0.92107 | 0 | 0 | 0 |  | 0 | 0 | 0 | 0 | 0 | 0 | 0 |  | 0 | 0 |  | 0 |  | 0
0.73164 | 0 | 0 | 0 |  | 0 | 0 | 0 | 0 | 0 | 0 | 0 |  | 0 | 0 |  | 0 |  | 0
0.71048 | 0 | 0 | 0 |  | 0 | 0 | 0 | 0 | 0 | 0 | 0 |  | 0 | 0 |  | 0 |  | 0
0.31762 | 0 | 0 | 0 |  | 0 | 0 | 0 | 0 | 0 | 0 | 0 |  | 0 | 0 |  | 0 |  | 0
0.64315 | 0 | 0 | 0 |  | 0 | 0 | 0 | 0 | 0 | 0 | 0 |  | 0 | 0 |  | 0 |  | 0
[13 empty] | 0 | 0 |  | 0 |  | 0
[13 empty] | 0 | 0 |  | 0 |  | 0
[13 empty] | 0 | 0 |  | 0 |  | 0
[13 empty] | 0 | 0 |  | 0 |  | 0
[13 empty] | 0 | 0 |  | 0 |  | 0
[13 empty] | 0 | 0 |  | 0 |  | 0
[13 empty] | 0 | 0 |  | 0 |  | 0
[13 empty] | 0 | 0 |  | 0 |  | 0
[13 empty] | 0 | 0 |  | 0 |  | 0
[13 empty] | 0 | 0 |  | 0 |  | 0
[13 empty] | 0 | 0 |  | 0 |  | 0
[13 empty] | 0 | 0 |  | 0 |  | 0
[13 empty] | 0 | 0 |  | 0 |  | 0
[13 empty] | 0 | 0 |  | 0 |  | 0
[13 empty] | 0 | 0 |  | 0 |  | 0
[13 empty] | 0 | 0 |  | 0 |  | 0
[13 empty] | 0 | 0 |  | 0 |  | 0
[13 empty] | 0 | 0 |  | 0 |  | 0
[13 empty] | 0 | 0 |  | 0 |  | 0
[13 empty] | 0 | 0 |  | 0 |  | 0
[13 empty] | 0 | 0 |  | 0 |  | 0
[13 empty] | 0 | 0 |  | 0 |  | 0
[13 empty] | 3326.3289 | 425.6 |  | 10.3234 |  | 3316.0055

## Sheet32
bootstrap selection | Standards | Instrument readings | Reading of the unknown | Calculated concentration | X | Y | X*Y | X*X | X^3 | X^4 | X^2y
0.63765 | 2 | 24.1 | 0 |  | 2 | 24.1 | 48.2 | 4 | 8 | 16 | 96.4
0.13932 | 2 | 24.1 | 0 |  | 2 | 24.1 | 48.2 | 4 | 8 | 16 | 96.4
0.38453 | 3 | 31.1 | 0 |  | 3 | 31.1 | 93.3 | 9 | 27 | 81 | 279.9
0.79088 | 5 | 46 | 0 |  | 5 | 46 | 230 | 25 | 125 | 625 | 1150
0.76429 | 6 | 55.9 | 0 |  | 6 | 55.9 | 335.4 | 36 | 216 | 1296 | 2012.4
0.81848 | 7 | 63 | 0 |  | 7 | 63 | 441 | 49 | 343 | 2401 | 3087
0.16478 | 7 | 63 | 0 |  | 7 | 63 | 441 | 49 | 343 | 2401 | 3087
0.51466 | 9 | 71 | 0 |  | 9 | 71 | 639 | 81 | 729 | 6561 | 5751
0.8274 | 0 | 0 | 0 |  | 0 | 0 | 0 | 0 | 0 | 0 | 0
0.056481 | 0 | 0 | 0 |  | 0 | 0 | 0 | 0 | 0 | 0 | 0
0.22183 | 0 | 0 | 0 |  | 0 | 0 | 0 | 0 | 0 | 0 | 0
0.17407 | 0 | 0 | 0 |  | 0 | 0 | 0 | 0 | 0 | 0 | 0
0.089633 | 0 | 0 | 0 |  | 0 | 0 | 0 | 0 | 0 | 0 | 0
0.70238 | 0 | 0 | 0 |  | 0 | 0 | 0 | 0 | 0 | 0 | 0
0.065213 | 0 | 0 | 0 |  | 0 | 0 | 0 | 0 | 0 | 0 | 0
0.69625 | 0 | 0 | 0 |  | 0 | 0 | 0 | 0 | 0 | 0 | 0
0.021488 | 0 | 0 | 0 |  | 0 | 0 | 0 | 0 | 0 | 0 | 0 | Calculations of the coefficients a,b, and c of the best-fit parabola y=ax^2+bx+c
0.98604 | 0 | 0 | 0 |  | 0 | 0 | 0 | 0 | 0 | 0 | 0 | sums | sumx | sumy | sumxy | sumx2 | sumx3 | sumx4 | sumx2y
0.85268 | 0 | 0 | 0 |  | 0 | 0 | 0 | 0 | 0 | 0 | 0 |  | ?X | ?Y | ?(X*Y) | ?(X*X) | ?(X^3) | ?(X^4) | ?(X^2)*y
0.42832 | 0 | 0 | 0 |  | 0 | 0 | 0 | 0 | 0 | 0 | 0 |  | 41 | 378.2 | 2276.1 | 257 | 1799 | 13397 | 15560.1
0.68708 | 0 | 0 | 0 |  | 0 | 0 | 0 | 0 | 0 | 0 | 0 | n | 9 | (number of points (n)
0.45136 | 0 | 0 | 0 |  | 0 | 0 | 0 | 0 | 0 | 0 | 0
0.17094 | 0 | 0 | 0 |  | 0 | 0 | 0 | 0 | 0 | 0 | 0 | D | 276828 | Denominator (D)
0.7274 | 0 | 0 | 0 |  | 0 | 0 | 0 | 0 | 0 | 0 | 0 | a= | -0.43046 | -0.43046
0.37072 | 0 | 0 | 0 |  | 0 | 0 | 0 | 0 | 0 | 0 | 0 | b= | 11.7287
0.70843 | 0 | 0 | 0 |  | 0 | 0 | 0 | 0 | 0 | 0 | 0 | c= | 0.88359
0.25316 | 0 | 0 | 0 |  | 0 | 0 | 0 | 0 | 0 | 0 | 0 | y= | -0.43046 | X^2 | + | 11.7287 | x | + | 0.88359
0.12623 | 0 | 0 | 0 |  | 0 | 0 | 0 | 0 | 0 | 0 | 0 | R2= | 0.99621
0.73315 | 0 | 0 | 0 |  | 0 | 0 | 0 | 0 | 0 | 0 | 0
0.6066 | 0 | 0 | 0 |  | 0 | 0 | 0 | 0 | 0 | 0 | 0 |  | Calculation of R2
0.66827 | 0 | 0 | 0 |  | 0 | 0 | 0 | 0 | 0 | 0 | 0 |  | ?(Y-meany)^2 | PredY |  | ?(Y-PredY)^2 |  | ?(meanY-PredY)^2
0.76244 | 0 | 0 | 0 |  | 0 | 0 | 0 | 0 | 0 | 0 | 0 |  | 321.206 | 22.6191 |  | 2.193 |  | 376.4797
0.95807 | 0 | 0 | 0 |  | 0 | 0 | 0 | 0 | 0 | 0 | 0 |  | 321.206 | 22.6191 |  | 2.193 |  | 376.4797
0.74082 | 0 | 0 | 0 |  | 0 | 0 | 0 | 0 | 0 | 0 | 0 |  | 119.2949 | 32.1955 |  | 1.2002 |  | 96.564
0.65679 | 0 | 0 | 0 |  | 0 | 0 | 0 | 0 | 0 | 0 | 0 |  | 15.8227 | 48.7655 |  | 7.6481 |  | 45.472
0.16618 | 0 | 0 | 0 |  | 0 | 0 | 0 | 0 | 0 | 0 | 0 |  | 192.5927 | 55.7591 |  | 0.019848 |  | 188.7023
0.2305 | 0 | 0 | 0 |  | 0 | 0 | 0 | 0 | 0 | 0 | 0 |  | 440.0672 | 61.8918 |  | 1.2281 |  | 394.8001
0.59624 | 0 | 0 | 0 |  | 0 | 0 | 0 | 0 | 0 | 0 | 0 |  | 440.0672 | 61.8918 |  | 1.2281 |  | 394.8001
0.37327 | 0 | 0 | 0 |  | 0 | 0 | 0 | 0 | 0 | 0 | 0 |  | 839.7116 | 71.5744 |  | 0.32991 |  | 873.3301
0.65284 | 0 | 0 | 0 |  | 0 | 0 | 0 | 0 | 0 | 0 | 0 |  | 1765.8672 | 0.88359 |  | 0.78074 |  | 1692.3868
0.32228 | 0 | 0 | 0 |  | 0 | 0 | 0 | 0 | 0 | 0 | 0 |  | 0 | 0 |  | 0 |  | 0
0.40463 | 0 | 0 | 0 |  | 0 | 0 | 0 | 0 | 0 | 0 | 0 |  | 0 | 0 |  | 0 |  | 0
0.79443 | 0 | 0 | 0 |  | 0 | 0 | 0 | 0 | 0 | 0 | 0 |  | 0 | 0 |  | 0 |  | 0
0.73602 | 0 | 0 | 0 |  | 0 | 0 | 0 | 0 | 0 | 0 | 0 |  | 0 | 0 |  | 0 |  | 0
0.97675 | 0 | 0 | 0 |  | 0 | 0 | 0 | 0 | 0 | 0 | 0 |  | 0 | 0 |  | 0 |  | 0
[13 empty] | 0 | 0 |  | 0 |  | 0
[13 empty] | 0 | 0 |  | 0 |  | 0
[13 empty] | 0 | 0 |  | 0 |  | 0
[13 empty] | 0 | 0 |  | 0 |  | 0
[13 empty] | 0 | 0 |  | 0 |  | 0
[13 empty] | 0 | 0 |  | 0 |  | 0
[13 empty] | 0 | 0 |  | 0 |  | 0
[13 empty] | 0 | 0 |  | 0 |  | 0
[13 empty] | 0 | 0 |  | 0 |  | 0
[13 empty] | 0 | 0 |  | 0 |  | 0
[13 empty] | 0 | 0 |  | 0 |  | 0
[13 empty] | 0 | 0 |  | 0 |  | 0
[13 empty] | 0 | 0 |  | 0 |  | 0
[13 empty] | 0 | 0 |  | 0 |  | 0
[13 empty] | 0 | 0 |  | 0 |  | 0
[13 empty] | 0 | 0 |  | 0 |  | 0
[13 empty] | 0 | 0 |  | 0 |  | 0
[13 empty] | 0 | 0 |  | 0 |  | 0
[13 empty] | 0 | 0 |  | 0 |  | 0
[13 empty] | 0 | 0 |  | 0 |  | 0
[13 empty] | 0 | 0 |  | 0 |  | 0
[13 empty] | 0 | 0 |  | 0 |  | 0
[13 empty] | 4455.8356 | 378.2 |  | 16.8208 |  | 4439.0147

## Sheet33
bootstrap selection | Standards | Instrument readings | Reading of the unknown | Calculated concentration | X | Y | X*Y | X*X | X^3 | X^4 | X^2y
0.26183 | 1 | 10.5 | 0 |  | 1 | 10.5 | 10.5 | 1 | 1 | 1 | 10.5
0.34852 | 2 | 24.1 | 0 |  | 2 | 24.1 | 48.2 | 4 | 8 | 16 | 96.4
0.10236 | 3 | 31.1 | 0 |  | 3 | 31.1 | 93.3 | 9 | 27 | 81 | 279.9
0.99272 | 5 | 46 | 0 |  | 5 | 46 | 230 | 25 | 125 | 625 | 1150
0.0036022 | 5 | 46 | 0 |  | 5 | 46 | 230 | 25 | 125 | 625 | 1150
0.13549 | 6 | 55.9 | 0 |  | 6 | 55.9 | 335.4 | 36 | 216 | 1296 | 2012.4
0.46735 | 7 | 63 | 0 |  | 7 | 63 | 441 | 49 | 343 | 2401 | 3087
0.32918 | 8 | 65.12 | 0 |  | 8 | 65.12 | 520.96 | 64 | 512 | 4096 | 4167.68
0.76875 | 0 | 0 | 0 |  | 0 | 0 | 0 | 0 | 0 | 0 | 0
0.37785 | 0 | 0 | 0 |  | 0 | 0 | 0 | 0 | 0 | 0 | 0
0.34461 | 0 | 0 | 0 |  | 0 | 0 | 0 | 0 | 0 | 0 | 0
0.07334 | 0 | 0 | 0 |  | 0 | 0 | 0 | 0 | 0 | 0 | 0
0.73556 | 0 | 0 | 0 |  | 0 | 0 | 0 | 0 | 0 | 0 | 0
0.64772 | 0 | 0 | 0 |  | 0 | 0 | 0 | 0 | 0 | 0 | 0
0.40745 | 0 | 0 | 0 |  | 0 | 0 | 0 | 0 | 0 | 0 | 0
0.60725 | 0 | 0 | 0 |  | 0 | 0 | 0 | 0 | 0 | 0 | 0
0.41852 | 0 | 0 | 0 |  | 0 | 0 | 0 | 0 | 0 | 0 | 0 | Calculations of the coefficients a,b, and c of the best-fit parabola y=ax^2+bx+c
0.59571 | 0 | 0 | 0 |  | 0 | 0 | 0 | 0 | 0 | 0 | 0 | sums | sumx | sumy | sumxy | sumx2 | sumx3 | sumx4 | sumx2y
0.35815 | 0 | 0 | 0 |  | 0 | 0 | 0 | 0 | 0 | 0 | 0 |  | ?X | ?Y | ?(X*Y) | ?(X*X) | ?(X^3) | ?(X^4) | ?(X^2)*y
0.040124 | 0 | 0 | 0 |  | 0 | 0 | 0 | 0 | 0 | 0 | 0 |  | 37 | 341.72 | 1909.36 | 213 | 1357 | 9141 | 11953.88
0.76881 | 0 | 0 | 0 |  | 0 | 0 | 0 | 0 | 0 | 0 | 0 | n | 9 | (number of points (n)
0.91989 | 0 | 0 | 0 |  | 0 | 0 | 0 | 0 | 0 | 0 | 0
0.24178 | 0 | 0 | 0 |  | 0 | 0 | 0 | 0 | 0 | 0 | 0 | D | 161664 | Denominator (D)
0.036491 | 0 | 0 | 0 |  | 0 | 0 | 0 | 0 | 0 | 0 | 0 | a= | -0.41256 | -0.41256
0.11878 | 0 | 0 | 0 |  | 0 | 0 | 0 | 0 | 0 | 0 | 0 | b= | 11.5471
0.72319 | 0 | 0 | 0 |  | 0 | 0 | 0 | 0 | 0 | 0 | 0 | c= | 0.26138
0.43102 | 0 | 0 | 0 |  | 0 | 0 | 0 | 0 | 0 | 0 | 0 | y= | -0.41256 | X^2 | + | 11.5471 | x | + | 0.26138
0.33445 | 0 | 0 | 0 |  | 0 | 0 | 0 | 0 | 0 | 0 | 0 | R2= | 0.99539
0.25928 | 0 | 0 | 0 |  | 0 | 0 | 0 | 0 | 0 | 0 | 0
0.23818 | 0 | 0 | 0 |  | 0 | 0 | 0 | 0 | 0 | 0 | 0 |  | Calculation of R2
0.034255 | 0 | 0 | 0 |  | 0 | 0 | 0 | 0 | 0 | 0 | 0 |  | ?(Y-meany)^2 | PredY |  | ?(Y-PredY)^2 |  | ?(meanY-PredY)^2
0.43016 | 0 | 0 | 0 |  | 0 | 0 | 0 | 0 | 0 | 0 | 0 |  | 754.5399 | 11.3959 |  | 0.80271 |  | 706.1217
0.634 | 0 | 0 | 0 |  | 0 | 0 | 0 | 0 | 0 | 0 | 0 |  | 192.3461 | 21.7054 |  | 5.7343 |  | 264.5021
0.71404 | 0 | 0 | 0 |  | 0 | 0 | 0 | 0 | 0 | 0 | 0 |  | 47.1816 | 31.1897 |  | 0.0080413 |  | 45.9578
0.17216 | 0 | 0 | 0 |  | 0 | 0 | 0 | 0 | 0 | 0 | 0 |  | 64.4987 | 47.6829 |  | 2.8322 |  | 94.3622
0.43341 | 0 | 0 | 0 |  | 0 | 0 | 0 | 0 | 0 | 0 | 0 |  | 64.4987 | 47.6829 |  | 2.8322 |  | 94.3622
0.24748 | 0 | 0 | 0 |  | 0 | 0 | 0 | 0 | 0 | 0 | 0 |  | 321.5247 | 54.6918 |  | 1.4596 |  | 279.6571
0.1664 | 0 | 0 | 0 |  | 0 | 0 | 0 | 0 | 0 | 0 | 0 |  | 626.5565 | 60.8756 |  | 4.5129 |  | 524.7196
0.029137 | 0 | 0 | 0 |  | 0 | 0 | 0 | 0 | 0 | 0 | 0 |  | 737.1828 | 66.2343 |  | 1.2417 |  | 798.9351
0.21083 | 0 | 0 | 0 |  | 0 | 0 | 0 | 0 | 0 | 0 | 0 |  | 1441.6365 | 0.26138 |  | 0.068321 |  | 1421.856
0.54878 | 0 | 0 | 0 |  | 0 | 0 | 0 | 0 | 0 | 0 | 0 |  | 0 | 0 |  | 0 |  | 0
0.38333 | 0 | 0 | 0 |  | 0 | 0 | 0 | 0 | 0 | 0 | 0 |  | 0 | 0 |  | 0 |  | 0
0.34108 | 0 | 0 | 0 |  | 0 | 0 | 0 | 0 | 0 | 0 | 0 |  | 0 | 0 |  | 0 |  | 0
0.31227 | 0 | 0 | 0 |  | 0 | 0 | 0 | 0 | 0 | 0 | 0 |  | 0 | 0 |  | 0 |  | 0
0.98047 | 0 | 0 | 0 |  | 0 | 0 | 0 | 0 | 0 | 0 | 0 |  | 0 | 0 |  | 0 |  | 0
[13 empty] | 0 | 0 |  | 0 |  | 0
[13 empty] | 0 | 0 |  | 0 |  | 0
[13 empty] | 0 | 0 |  | 0 |  | 0
[13 empty] | 0 | 0 |  | 0 |  | 0
[13 empty] | 0 | 0 |  | 0 |  | 0
[13 empty] | 0 | 0 |  | 0 |  | 0
[13 empty] | 0 | 0 |  | 0 |  | 0
[13 empty] | 0 | 0 |  | 0 |  | 0
[13 empty] | 0 | 0 |  | 0 |  | 0
[13 empty] | 0 | 0 |  | 0 |  | 0
[13 empty] | 0 | 0 |  | 0 |  | 0
[13 empty] | 0 | 0 |  | 0 |  | 0
[13 empty] | 0 | 0 |  | 0 |  | 0
[13 empty] | 0 | 0 |  | 0 |  | 0
[13 empty] | 0 | 0 |  | 0 |  | 0
[13 empty] | 0 | 0 |  | 0 |  | 0
[13 empty] | 0 | 0 |  | 0 |  | 0
[13 empty] | 0 | 0 |  | 0 |  | 0
[13 empty] | 0 | 0 |  | 0 |  | 0
[13 empty] | 0 | 0 |  | 0 |  | 0
[13 empty] | 0 | 0 |  | 0 |  | 0
[13 empty] | 0 | 0 |  | 0 |  | 0
[13 empty] | 4249.9657 | 341.72 |  | 19.492 |  | 4230.4737

## Sheet34
bootstrap selection | Standards | Instrument readings | Reading of the unknown | Calculated concentration | X | Y | X*Y | X*X | X^3 | X^4 | X^2y
0.98746 | 2 | 24.1 | 0 |  | 2 | 24.1 | 48.2 | 4 | 8 | 16 | 96.4
0.61489 | 3 | 31.1 | 0 |  | 3 | 31.1 | 93.3 | 9 | 27 | 81 | 279.9
0.43386 | 3 | 31.1 | 0 |  | 3 | 31.1 | 93.3 | 9 | 27 | 81 | 279.9
0.098609 | 4 | 41.5 | 0 |  | 4 | 41.5 | 166 | 16 | 64 | 256 | 664
0.97564 | 6 | 55.9 | 0 |  | 6 | 55.9 | 335.4 | 36 | 216 | 1296 | 2012.4
0.78234 | 7 | 63 | 0 |  | 7 | 63 | 441 | 49 | 343 | 2401 | 3087
0.11711 | 7 | 63 | 0 |  | 7 | 63 | 441 | 49 | 343 | 2401 | 3087
0.66554 | 9 | 71 | 0 |  | 9 | 71 | 639 | 81 | 729 | 6561 | 5751
0.24935 | 9 | 71 | 0 |  | 9 | 71 | 639 | 81 | 729 | 6561 | 5751
0.70346 | 0 | 0 | 0 |  | 0 | 0 | 0 | 0 | 0 | 0 | 0
0.41703 | 0 | 0 | 0 |  | 0 | 0 | 0 | 0 | 0 | 0 | 0
0.86789 | 0 | 0 | 0 |  | 0 | 0 | 0 | 0 | 0 | 0 | 0
0.4047 | 0 | 0 | 0 |  | 0 | 0 | 0 | 0 | 0 | 0 | 0
0.66284 | 0 | 0 | 0 |  | 0 | 0 | 0 | 0 | 0 | 0 | 0
0.74515 | 0 | 0 | 0 |  | 0 | 0 | 0 | 0 | 0 | 0 | 0
0.0082431 | 0 | 0 | 0 |  | 0 | 0 | 0 | 0 | 0 | 0 | 0
0.69524 | 0 | 0 | 0 |  | 0 | 0 | 0 | 0 | 0 | 0 | 0 | Calculations of the coefficients a,b, and c of the best-fit parabola y=ax^2+bx+c
0.64167 | 0 | 0 | 0 |  | 0 | 0 | 0 | 0 | 0 | 0 | 0 | sums | sumx | sumy | sumxy | sumx2 | sumx3 | sumx4 | sumx2y
0.098689 | 0 | 0 | 0 |  | 0 | 0 | 0 | 0 | 0 | 0 | 0 |  | ?X | ?Y | ?(X*Y) | ?(X*X) | ?(X^3) | ?(X^4) | ?(X^2)*y
0.74703 | 0 | 0 | 0 |  | 0 | 0 | 0 | 0 | 0 | 0 | 0 |  | 50 | 451.7 | 2896.2 | 334 | 2486 | 19654 | 21008.6
0.32574 | 0 | 0 | 0 |  | 0 | 0 | 0 | 0 | 0 | 0 | 0 | n | 9 | (number of points (n)
0.67351 | 0 | 0 | 0 |  | 0 | 0 | 0 | 0 | 0 | 0 | 0
0.79676 | 0 | 0 | 0 |  | 0 | 0 | 0 | 0 | 0 | 0 | 0 | D | 95856 | Denominator (D)
0.0046191 | 0 | 0 | 0 |  | 0 | 0 | 0 | 0 | 0 | 0 | 0 | a= | -0.48221 | -0.48221
0.49012 | 0 | 0 | 0 |  | 0 | 0 | 0 | 0 | 0 | 0 | 0 | b= | 12.2862
0.48974 | 0 | 0 | 0 |  | 0 | 0 | 0 | 0 | 0 | 0 | 0 | c= | -0.17281
0.54155 | 0 | 0 | 0 |  | 0 | 0 | 0 | 0 | 0 | 0 | 0 | y= | -0.48221 | X^2 | + | 12.2862 | x | + | -0.17281
0.51239 | 0 | 0 | 0 |  | 0 | 0 | 0 | 0 | 0 | 0 | 0 | R2= | 0.99726
0.27232 | 0 | 0 | 0 |  | 0 | 0 | 0 | 0 | 0 | 0 | 0
0.78645 | 0 | 0 | 0 |  | 0 | 0 | 0 | 0 | 0 | 0 | 0 |  | Calculation of R2
0.94326 | 0 | 0 | 0 |  | 0 | 0 | 0 | 0 | 0 | 0 | 0 |  | ?(Y-meany)^2 | PredY |  | ?(Y-PredY)^2 |  | ?(meanY-PredY)^2
0.79098 | 0 | 0 | 0 |  | 0 | 0 | 0 | 0 | 0 | 0 | 0 |  | 680.6301 | 22.4709 |  | 2.6541 |  | 768.2893
0.9779 | 0 | 0 | 0 |  | 0 | 0 | 0 | 0 | 0 | 0 | 0 |  | 364.3857 | 32.3461 |  | 1.5527 |  | 318.3662
0.72568 | 0 | 0 | 0 |  | 0 | 0 | 0 | 0 | 0 | 0 | 0 |  | 364.3857 | 32.3461 |  | 1.5527 |  | 318.3662
0.71982 | 0 | 0 | 0 |  | 0 | 0 | 0 | 0 | 0 | 0 | 0 |  | 75.4968 | 41.2569 |  | 0.059113 |  | 79.781
0.18471 | 0 | 0 | 0 |  | 0 | 0 | 0 | 0 | 0 | 0 | 0 |  | 32.6168 | 56.1852 |  | 0.081355 |  | 35.9561
0.29632 | 0 | 0 | 0 |  | 0 | 0 | 0 | 0 | 0 | 0 | 0 |  | 164.1246 | 62.2028 |  | 0.63555 |  | 144.3338
0.31333 | 0 | 0 | 0 |  | 0 | 0 | 0 | 0 | 0 | 0 | 0 |  | 164.1246 | 62.2028 |  | 0.63555 |  | 144.3338
0.0054736 | 0 | 0 | 0 |  | 0 | 0 | 0 | 0 | 0 | 0 | 0 |  | 433.1023 | 71.3447 |  | 0.1188 |  | 447.5669
0.73524 | 0 | 0 | 0 |  | 0 | 0 | 0 | 0 | 0 | 0 | 0 |  | 433.1023 | 71.3447 |  | 0.1188 |  | 447.5669
0.66001 | 0 | 0 | 0 |  | 0 | 0 | 0 | 0 | 0 | 0 | 0 |  | 0 | 0 |  | 0 |  | 0
0.79905 | 0 | 0 | 0 |  | 0 | 0 | 0 | 0 | 0 | 0 | 0 |  | 0 | 0 |  | 0 |  | 0
0.052007 | 0 | 0 | 0 |  | 0 | 0 | 0 | 0 | 0 | 0 | 0 |  | 0 | 0 |  | 0 |  | 0
0.23659 | 0 | 0 | 0 |  | 0 | 0 | 0 | 0 | 0 | 0 | 0 |  | 0 | 0 |  | 0 |  | 0
0.92143 | 0 | 0 | 0 |  | 0 | 0 | 0 | 0 | 0 | 0 | 0 |  | 0 | 0 |  | 0 |  | 0
[13 empty] | 0 | 0 |  | 0 |  | 0
[13 empty] | 0 | 0 |  | 0 |  | 0
[13 empty] | 0 | 0 |  | 0 |  | 0
[13 empty] | 0 | 0 |  | 0 |  | 0
[13 empty] | 0 | 0 |  | 0 |  | 0
[13 empty] | 0 | 0 |  | 0 |  | 0
[13 empty] | 0 | 0 |  | 0 |  | 0
[13 empty] | 0 | 0 |  | 0 |  | 0
[13 empty] | 0 | 0 |  | 0 |  | 0
[13 empty] | 0 | 0 |  | 0 |  | 0
[13 empty] | 0 | 0 |  | 0 |  | 0
[13 empty] | 0 | 0 |  | 0 |  | 0
[13 empty] | 0 | 0 |  | 0 |  | 0
[13 empty] | 0 | 0 |  | 0 |  | 0
[13 empty] | 0 | 0 |  | 0 |  | 0
[13 empty] | 0 | 0 |  | 0 |  | 0
[13 empty] | 0 | 0 |  | 0 |  | 0
[13 empty] | 0 | 0 |  | 0 |  | 0
[13 empty] | 0 | 0 |  | 0 |  | 0
[13 empty] | 0 | 0 |  | 0 |  | 0
[13 empty] | 0 | 0 |  | 0 |  | 0
[13 empty] | 0 | 0 |  | 0 |  | 0
[13 empty] | 2711.9689 | 451.7 |  | 7.4086 |  | 2704.5602

## Sheet35
bootstrap selection | Standards | Instrument readings | Reading of the unknown | Calculated concentration | X | Y | X*Y | X*X | X^3 | X^4 | X^2y
0.036815 | 1 | 10.5 | 0 |  | 1 | 10.5 | 10.5 | 1 | 1 | 1 | 10.5
0.040624 | 2 | 24.1 | 0 |  | 2 | 24.1 | 48.2 | 4 | 8 | 16 | 96.4
0.11016 | 3 | 31.1 | 0 |  | 3 | 31.1 | 93.3 | 9 | 27 | 81 | 279.9
0.1642 | 4 | 41.5 | 0 |  | 4 | 41.5 | 166 | 16 | 64 | 256 | 664
0.72658 | 6 | 55.9 | 0 |  | 6 | 55.9 | 335.4 | 36 | 216 | 1296 | 2012.4
0.016242 | 6 | 55.9 | 0 |  | 6 | 55.9 | 335.4 | 36 | 216 | 1296 | 2012.4
0.6582 | 8 | 65.12 | 0 |  | 8 | 65.12 | 520.96 | 64 | 512 | 4096 | 4167.68
0.91567 | 9 | 71 | 0 |  | 9 | 71 | 639 | 81 | 729 | 6561 | 5751
0.068199 | 9 | 71 | 0 |  | 9 | 71 | 639 | 81 | 729 | 6561 | 5751
0.17155 | 0 | 0 | 0 |  | 0 | 0 | 0 | 0 | 0 | 0 | 0
0.22424 | 0 | 0 | 0 |  | 0 | 0 | 0 | 0 | 0 | 0 | 0
0.50027 | 0 | 0 | 0 |  | 0 | 0 | 0 | 0 | 0 | 0 | 0
0.37678 | 0 | 0 | 0 |  | 0 | 0 | 0 | 0 | 0 | 0 | 0
0.15942 | 0 | 0 | 0 |  | 0 | 0 | 0 | 0 | 0 | 0 | 0
0.21691 | 0 | 0 | 0 |  | 0 | 0 | 0 | 0 | 0 | 0 | 0
0.32529 | 0 | 0 | 0 |  | 0 | 0 | 0 | 0 | 0 | 0 | 0
0.76844 | 0 | 0 | 0 |  | 0 | 0 | 0 | 0 | 0 | 0 | 0 | Calculations of the coefficients a,b, and c of the best-fit parabola y=ax^2+bx+c
0.23622 | 0 | 0 | 0 |  | 0 | 0 | 0 | 0 | 0 | 0 | 0 | sums | sumx | sumy | sumxy | sumx2 | sumx3 | sumx4 | sumx2y
0.41777 | 0 | 0 | 0 |  | 0 | 0 | 0 | 0 | 0 | 0 | 0 |  | ?X | ?Y | ?(X*Y) | ?(X*X) | ?(X^3) | ?(X^4) | ?(X^2)*y
0.66037 | 0 | 0 | 0 |  | 0 | 0 | 0 | 0 | 0 | 0 | 0 |  | 48 | 426.12 | 2787.76 | 328 | 2502 | 20164 | 20745.28
0.33371 | 0 | 0 | 0 |  | 0 | 0 | 0 | 0 | 0 | 0 | 0 | n | 9 | (number of points (n)
0.71593 | 0 | 0 | 0 |  | 0 | 0 | 0 | 0 | 0 | 0 | 0
0.83613 | 0 | 0 | 0 |  | 0 | 0 | 0 | 0 | 0 | 0 | 0 | D | 221660 | Denominator (D)
0.12572 | 0 | 0 | 0 |  | 0 | 0 | 0 | 0 | 0 | 0 | 0 | a= | -0.49504 | -0.49504
0.24588 | 0 | 0 | 0 |  | 0 | 0 | 0 | 0 | 0 | 0 | 0 | b= | 12.3295
0.52116 | 0 | 0 | 0 |  | 0 | 0 | 0 | 0 | 0 | 0 | 0 | c= | -0.36899
0.51127 | 0 | 0 | 0 |  | 0 | 0 | 0 | 0 | 0 | 0 | 0 | y= | -0.49504 | X^2 | + | 12.3295 | x | + | -0.36899
0.28213 | 0 | 0 | 0 |  | 0 | 0 | 0 | 0 | 0 | 0 | 0 | R2= | 0.99783
0.91016 | 0 | 0 | 0 |  | 0 | 0 | 0 | 0 | 0 | 0 | 0
0.56724 | 0 | 0 | 0 |  | 0 | 0 | 0 | 0 | 0 | 0 | 0 |  | Calculation of R2
0.36082 | 0 | 0 | 0 |  | 0 | 0 | 0 | 0 | 0 | 0 | 0 |  | ?(Y-meany)^2 | PredY |  | ?(Y-PredY)^2 |  | ?(meanY-PredY)^2
0.49754 | 0 | 0 | 0 |  | 0 | 0 | 0 | 0 | 0 | 0 | 0 |  | 1357.6768 | 11.4655 |  | 0.93209 |  | 1287.4617
0.97853 | 0 | 0 | 0 |  | 0 | 0 | 0 | 0 | 0 | 0 | 0 |  | 540.4075 | 22.3098 |  | 3.2048 |  | 626.8446
0.69591 | 0 | 0 | 0 |  | 0 | 0 | 0 | 0 | 0 | 0 | 0 |  | 263.9542 | 32.1641 |  | 1.1322 |  | 230.5113
0.49396 | 0 | 0 | 0 |  | 0 | 0 | 0 | 0 | 0 | 0 | 0 |  | 34.1835 | 41.0282 |  | 0.22255 |  | 39.9224
0.50726 | 0 | 0 | 0 |  | 0 | 0 | 0 | 0 | 0 | 0 | 0 |  | 73.1595 | 55.7863 |  | 0.012918 |  | 71.2281
0.0084111 | 0 | 0 | 0 |  | 0 | 0 | 0 | 0 | 0 | 0 | 0 |  | 73.1595 | 55.7863 |  | 0.012918 |  | 71.2281
0.29354 | 0 | 0 | 0 |  | 0 | 0 | 0 | 0 | 0 | 0 | 0 |  | 315.8914 | 66.5841 |  | 2.1436 |  | 370.0784
0.23785 | 0 | 0 | 0 |  | 0 | 0 | 0 | 0 | 0 | 0 | 0 |  | 559.4802 | 70.4978 |  | 0.25217 |  | 535.9764
0.66631 | 0 | 0 | 0 |  | 0 | 0 | 0 | 0 | 0 | 0 | 0 |  | 559.4802 | 70.4978 |  | 0.25217 |  | 535.9764
0.62098 | 0 | 0 | 0 |  | 0 | 0 | 0 | 0 | 0 | 0 | 0 |  | 0 | 0 |  | 0 |  | 0
0.19757 | 0 | 0 | 0 |  | 0 | 0 | 0 | 0 | 0 | 0 | 0 |  | 0 | 0 |  | 0 |  | 0
0.24771 | 0 | 0 | 0 |  | 0 | 0 | 0 | 0 | 0 | 0 | 0 |  | 0 | 0 |  | 0 |  | 0
0.51837 | 0 | 0 | 0 |  | 0 | 0 | 0 | 0 | 0 | 0 | 0 |  | 0 | 0 |  | 0 |  | 0
0.040129 | 0 | 0 | 0 |  | 0 | 0 | 0 | 0 | 0 | 0 | 0 |  | 0 | 0 |  | 0 |  | 0
[13 empty] | 0 | 0 |  | 0 |  | 0
[13 empty] | 0 | 0 |  | 0 |  | 0
[13 empty] | 0 | 0 |  | 0 |  | 0
[13 empty] | 0 | 0 |  | 0 |  | 0
[13 empty] | 0 | 0 |  | 0 |  | 0
[13 empty] | 0 | 0 |  | 0 |  | 0
[13 empty] | 0 | 0 |  | 0 |  | 0
[13 empty] | 0 | 0 |  | 0 |  | 0
[13 empty] | 0 | 0 |  | 0 |  | 0
[13 empty] | 0 | 0 |  | 0 |  | 0
[13 empty] | 0 | 0 |  | 0 |  | 0
[13 empty] | 0 | 0 |  | 0 |  | 0
[13 empty] | 0 | 0 |  | 0 |  | 0
[13 empty] | 0 | 0 |  | 0 |  | 0
[13 empty] | 0 | 0 |  | 0 |  | 0
[13 empty] | 0 | 0 |  | 0 |  | 0
[13 empty] | 0 | 0 |  | 0 |  | 0
[13 empty] | 0 | 0 |  | 0 |  | 0
[13 empty] | 0 | 0 |  | 0 |  | 0
[13 empty] | 0 | 0 |  | 0 |  | 0
[13 empty] | 0 | 0 |  | 0 |  | 0
[13 empty] | 0 | 0 |  | 0 |  | 0
[13 empty] | 3777.3928 | 426.12 |  | 8.1654 |  | 3769.2274

## Sheet36
bootstrap selection | Standards | Instrument readings | Reading of the unknown | Calculated concentration | X | Y | X*Y | X*X | X^3 | X^4 | X^2y
0.045048 | 1 | 10.5 | 0 |  | 1 | 10.5 | 10.5 | 1 | 1 | 1 | 10.5
0.065 | 2 | 24.1 | 0 |  | 2 | 24.1 | 48.2 | 4 | 8 | 16 | 96.4
0.53954 | 4 | 41.5 | 0 |  | 4 | 41.5 | 166 | 16 | 64 | 256 | 664
0.53998 | 5 | 46 | 0 |  | 5 | 46 | 230 | 25 | 125 | 625 | 1150
0.30993 | 5 | 46 | 0 |  | 5 | 46 | 230 | 25 | 125 | 625 | 1150
0.58772 | 7 | 63 | 0 |  | 7 | 63 | 441 | 49 | 343 | 2401 | 3087
0.49414 | 7 | 63 | 0 |  | 7 | 63 | 441 | 49 | 343 | 2401 | 3087
0.24679 | 8 | 65.12 | 0 |  | 8 | 65.12 | 520.96 | 64 | 512 | 4096 | 4167.68
0.15373 | 9 | 71 | 0 |  | 9 | 71 | 639 | 81 | 729 | 6561 | 5751
0.34156 | 0 | 0 | 0 |  | 0 | 0 | 0 | 0 | 0 | 0 | 0
0.37581 | 0 | 0 | 0 |  | 0 | 0 | 0 | 0 | 0 | 0 | 0
0.76458 | 0 | 0 | 0 |  | 0 | 0 | 0 | 0 | 0 | 0 | 0
0.65614 | 0 | 0 | 0 |  | 0 | 0 | 0 | 0 | 0 | 0 | 0
0.35362 | 0 | 0 | 0 |  | 0 | 0 | 0 | 0 | 0 | 0 | 0
0.82029 | 0 | 0 | 0 |  | 0 | 0 | 0 | 0 | 0 | 0 | 0
0.2864 | 0 | 0 | 0 |  | 0 | 0 | 0 | 0 | 0 | 0 | 0
0.18771 | 0 | 0 | 0 |  | 0 | 0 | 0 | 0 | 0 | 0 | 0 | Calculations of the coefficients a,b, and c of the best-fit parabola y=ax^2+bx+c
0.43586 | 0 | 0 | 0 |  | 0 | 0 | 0 | 0 | 0 | 0 | 0 | sums | sumx | sumy | sumxy | sumx2 | sumx3 | sumx4 | sumx2y
0.21412 | 0 | 0 | 0 |  | 0 | 0 | 0 | 0 | 0 | 0 | 0 |  | ?X | ?Y | ?(X*Y) | ?(X*X) | ?(X^3) | ?(X^4) | ?(X^2)*y
0.28709 | 0 | 0 | 0 |  | 0 | 0 | 0 | 0 | 0 | 0 | 0 |  | 48 | 430.22 | 2726.66 | 314 | 2250 | 16982 | 19163.58
0.36975 | 0 | 0 | 0 |  | 0 | 0 | 0 | 0 | 0 | 0 | 0 | n | 9 | (number of points (n)
0.053698 | 0 | 0 | 0 |  | 0 | 0 | 0 | 0 | 0 | 0 | 0
0.91075 | 0 | 0 | 0 |  | 0 | 0 | 0 | 0 | 0 | 0 | 0 | D | 166960 | Denominator (D)
0.99527 | 0 | 0 | 0 |  | 0 | 0 | 0 | 0 | 0 | 0 | 0 | a= | -0.41607 | -0.41607
0.61909 | 0 | 0 | 0 |  | 0 | 0 | 0 | 0 | 0 | 0 | 0 | b= | 11.5782
0.91185 | 0 | 0 | 0 |  | 0 | 0 | 0 | 0 | 0 | 0 | 0 | c= | 0.56826
0.83281 | 0 | 0 | 0 |  | 0 | 0 | 0 | 0 | 0 | 0 | 0 | y= | -0.41607 | X^2 | + | 11.5782 | x | + | 0.56826
0.80768 | 0 | 0 | 0 |  | 0 | 0 | 0 | 0 | 0 | 0 | 0 | R2= | 0.99263
0.52004 | 0 | 0 | 0 |  | 0 | 0 | 0 | 0 | 0 | 0 | 0
0.46834 | 0 | 0 | 0 |  | 0 | 0 | 0 | 0 | 0 | 0 | 0 |  | Calculation of R2
0.049434 | 0 | 0 | 0 |  | 0 | 0 | 0 | 0 | 0 | 0 | 0 |  | ?(Y-meany)^2 | PredY |  | ?(Y-PredY)^2 |  | ?(meanY-PredY)^2
0.36758 | 0 | 0 | 0 |  | 0 | 0 | 0 | 0 | 0 | 0 | 0 |  | 1391.4558 | 11.7304 |  | 1.5138 |  | 1301.178
0.72809 | 0 | 0 | 0 |  | 0 | 0 | 0 | 0 | 0 | 0 | 0 |  | 561.7953 | 22.0603 |  | 4.1602 |  | 662.6443
0.037428 | 0 | 0 | 0 |  | 0 | 0 | 0 | 0 | 0 | 0 | 0 |  | 39.718 | 40.2238 |  | 1.6286 |  | 57.4321
0.18781 | 0 | 0 | 0 |  | 0 | 0 | 0 | 0 | 0 | 0 | 0 |  | 3.248 | 48.0573 |  | 4.2327 |  | 0.065086
0.20564 | 0 | 0 | 0 |  | 0 | 0 | 0 | 0 | 0 | 0 | 0 |  | 3.248 | 48.0573 |  | 4.2327 |  | 0.065086
0.79745 | 0 | 0 | 0 |  | 0 | 0 | 0 | 0 | 0 | 0 | 0 |  | 230.9724 | 61.2279 |  | 3.1402 |  | 180.2496
0.64522 | 0 | 0 | 0 |  | 0 | 0 | 0 | 0 | 0 | 0 | 0 |  | 230.9724 | 61.2279 |  | 3.1402 |  | 180.2496
0.22897 | 0 | 0 | 0 |  | 0 | 0 | 0 | 0 | 0 | 0 | 0 |  | 299.9054 | 66.565 |  | 2.088 |  | 352.0417
0.35209 | 0 | 0 | 0 |  | 0 | 0 | 0 | 0 | 0 | 0 | 0 |  | 538.1369 | 71.0699 |  | 0.0048882 |  | 541.3856
0.7804 | 0 | 0 | 0 |  | 0 | 0 | 0 | 0 | 0 | 0 | 0 |  | 0 | 0 |  | 0 |  | 0
0.060886 | 0 | 0 | 0 |  | 0 | 0 | 0 | 0 | 0 | 0 | 0 |  | 0 | 0 |  | 0 |  | 0
0.075203 | 0 | 0 | 0 |  | 0 | 0 | 0 | 0 | 0 | 0 | 0 |  | 0 | 0 |  | 0 |  | 0
0.079306 | 0 | 0 | 0 |  | 0 | 0 | 0 | 0 | 0 | 0 | 0 |  | 0 | 0 |  | 0 |  | 0
0.62625 | 0 | 0 | 0 |  | 0 | 0 | 0 | 0 | 0 | 0 | 0 |  | 0 | 0 |  | 0 |  | 0
[13 empty] | 0 | 0 |  | 0 |  | 0
[13 empty] | 0 | 0 |  | 0 |  | 0
[13 empty] | 0 | 0 |  | 0 |  | 0
[13 empty] | 0 | 0 |  | 0 |  | 0
[13 empty] | 0 | 0 |  | 0 |  | 0
[13 empty] | 0 | 0 |  | 0 |  | 0
[13 empty] | 0 | 0 |  | 0 |  | 0
[13 empty] | 0 | 0 |  | 0 |  | 0
[13 empty] | 0 | 0 |  | 0 |  | 0
[13 empty] | 0 | 0 |  | 0 |  | 0
[13 empty] | 0 | 0 |  | 0 |  | 0
[13 empty] | 0 | 0 |  | 0 |  | 0
[13 empty] | 0 | 0 |  | 0 |  | 0
[13 empty] | 0 | 0 |  | 0 |  | 0
[13 empty] | 0 | 0 |  | 0 |  | 0
[13 empty] | 0 | 0 |  | 0 |  | 0
[13 empty] | 0 | 0 |  | 0 |  | 0
[13 empty] | 0 | 0 |  | 0 |  | 0
[13 empty] | 0 | 0 |  | 0 |  | 0
[13 empty] | 0 | 0 |  | 0 |  | 0
[13 empty] | 0 | 0 |  | 0 |  | 0
[13 empty] | 0 | 0 |  | 0 |  | 0
[13 empty] | 3299.4524 | 430.22 |  | 24.1413 |  | 3275.311

## Sheet37
bootstrap selection | Standards | Instrument readings | Reading of the unknown | Calculated concentration | X | Y | X*Y | X*X | X^3 | X^4 | X^2y
0.659 | 2 | 24.1 | 0 |  | 2 | 24.1 | 48.2 | 4 | 8 | 16 | 96.4
0.72398 | 3 | 31.1 | 0 |  | 3 | 31.1 | 93.3 | 9 | 27 | 81 | 279.9
0.68423 | 4 | 41.5 | 0 |  | 4 | 41.5 | 166 | 16 | 64 | 256 | 664
0.45967 | 4 | 41.5 | 0 |  | 4 | 41.5 | 166 | 16 | 64 | 256 | 664
0.9522 | 6 | 55.9 | 0 |  | 6 | 55.9 | 335.4 | 36 | 216 | 1296 | 2012.4
0.28307 | 6 | 55.9 | 0 |  | 6 | 55.9 | 335.4 | 36 | 216 | 1296 | 2012.4
0.16969 | 7 | 63 | 0 |  | 7 | 63 | 441 | 49 | 343 | 2401 | 3087
0.5818 | 9 | 71 | 0 |  | 9 | 71 | 639 | 81 | 729 | 6561 | 5751
0.028731 | 9 | 71 | 0 |  | 9 | 71 | 639 | 81 | 729 | 6561 | 5751
0.76032 | 0 | 0 | 0 |  | 0 | 0 | 0 | 0 | 0 | 0 | 0
0.26568 | 0 | 0 | 0 |  | 0 | 0 | 0 | 0 | 0 | 0 | 0
0.29911 | 0 | 0 | 0 |  | 0 | 0 | 0 | 0 | 0 | 0 | 0
0.7815 | 0 | 0 | 0 |  | 0 | 0 | 0 | 0 | 0 | 0 | 0
0.92068 | 0 | 0 | 0 |  | 0 | 0 | 0 | 0 | 0 | 0 | 0
0.97145 | 0 | 0 | 0 |  | 0 | 0 | 0 | 0 | 0 | 0 | 0
0.1725 | 0 | 0 | 0 |  | 0 | 0 | 0 | 0 | 0 | 0 | 0
0.38631 | 0 | 0 | 0 |  | 0 | 0 | 0 | 0 | 0 | 0 | 0 | Calculations of the coefficients a,b, and c of the best-fit parabola y=ax^2+bx+c
0.94438 | 0 | 0 | 0 |  | 0 | 0 | 0 | 0 | 0 | 0 | 0 | sums | sumx | sumy | sumxy | sumx2 | sumx3 | sumx4 | sumx2y
0.36395 | 0 | 0 | 0 |  | 0 | 0 | 0 | 0 | 0 | 0 | 0 |  | ?X | ?Y | ?(X*Y) | ?(X*X) | ?(X^3) | ?(X^4) | ?(X^2)*y
0.12532 | 0 | 0 | 0 |  | 0 | 0 | 0 | 0 | 0 | 0 | 0 |  | 50 | 455 | 2863.3 | 328 | 2396 | 18724 | 20318.1
0.61499 | 0 | 0 | 0 |  | 0 | 0 | 0 | 0 | 0 | 0 | 0 | n | 9 | (number of points (n)
0.046889 | 0 | 0 | 0 |  | 0 | 0 | 0 | 0 | 0 | 0 | 0
0.08335 | 0 | 0 | 0 |  | 0 | 0 | 0 | 0 | 0 | 0 | 0 | D | 97152 | Denominator (D)
0.0074084 | 0 | 0 | 0 |  | 0 | 0 | 0 | 0 | 0 | 0 | 0 | a= | -0.4531 | -0.4531
0.4504 | 0 | 0 | 0 |  | 0 | 0 | 0 | 0 | 0 | 0 | 0 | b= | 11.8574
0.59831 | 0 | 0 | 0 |  | 0 | 0 | 0 | 0 | 0 | 0 | 0 | c= | 1.1944
0.43303 | 0 | 0 | 0 |  | 0 | 0 | 0 | 0 | 0 | 0 | 0 | y= | -0.4531 | X^2 | + | 11.8574 | x | + | 1.1944
0.83806 | 0 | 0 | 0 |  | 0 | 0 | 0 | 0 | 0 | 0 | 0 | R2= | 0.99795
0.99595 | 0 | 0 | 0 |  | 0 | 0 | 0 | 0 | 0 | 0 | 0
0.64462 | 0 | 0 | 0 |  | 0 | 0 | 0 | 0 | 0 | 0 | 0 |  | Calculation of R2
0.21253 | 0 | 0 | 0 |  | 0 | 0 | 0 | 0 | 0 | 0 | 0 |  | ?(Y-meany)^2 | PredY |  | ?(Y-PredY)^2 |  | ?(meanY-PredY)^2
0.71399 | 0 | 0 | 0 |  | 0 | 0 | 0 | 0 | 0 | 0 | 0 |  | 699.8964 | 23.0967 |  | 1.0065 |  | 753.9866
0.53157 | 0 | 0 | 0 |  | 0 | 0 | 0 | 0 | 0 | 0 | 0 |  | 378.5186 | 32.6886 |  | 2.5236 |  | 319.2286
0.015028 | 0 | 0 | 0 |  | 0 | 0 | 0 | 0 | 0 | 0 | 0 |  | 82.0031 | 41.3742 |  | 0.015819 |  | 84.2968
0.31834 | 0 | 0 | 0 |  | 0 | 0 | 0 | 0 | 0 | 0 | 0 |  | 82.0031 | 41.3742 |  | 0.015819 |  | 84.2968
0.81945 | 0 | 0 | 0 |  | 0 | 0 | 0 | 0 | 0 | 0 | 0 |  | 28.5631 | 56.0269 |  | 0.016098 |  | 29.9354
0.53303 | 0 | 0 | 0 |  | 0 | 0 | 0 | 0 | 0 | 0 | 0 |  | 28.5631 | 56.0269 |  | 0.016098 |  | 29.9354
0.83035 | 0 | 0 | 0 |  | 0 | 0 | 0 | 0 | 0 | 0 | 0 |  | 154.8642 | 61.9939 |  | 1.0123 |  | 130.8355
0.34921 | 0 | 0 | 0 |  | 0 | 0 | 0 | 0 | 0 | 0 | 0 |  | 417.9753 | 71.2093 |  | 0.043802 |  | 426.5767
0.60824 | 0 | 0 | 0 |  | 0 | 0 | 0 | 0 | 0 | 0 | 0 |  | 417.9753 | 71.2093 |  | 0.043802 |  | 426.5767
0.52312 | 0 | 0 | 0 |  | 0 | 0 | 0 | 0 | 0 | 0 | 0 |  | 0 | 0 |  | 0 |  | 0
0.55234 | 0 | 0 | 0 |  | 0 | 0 | 0 | 0 | 0 | 0 | 0 |  | 0 | 0 |  | 0 |  | 0
0.54511 | 0 | 0 | 0 |  | 0 | 0 | 0 | 0 | 0 | 0 | 0 |  | 0 | 0 |  | 0 |  | 0
0.17606 | 0 | 0 | 0 |  | 0 | 0 | 0 | 0 | 0 | 0 | 0 |  | 0 | 0 |  | 0 |  | 0
0.51771 | 0 | 0 | 0 |  | 0 | 0 | 0 | 0 | 0 | 0 | 0 |  | 0 | 0 |  | 0 |  | 0
[13 empty] | 0 | 0 |  | 0 |  | 0
[13 empty] | 0 | 0 |  | 0 |  | 0
[13 empty] | 0 | 0 |  | 0 |  | 0
[13 empty] | 0 | 0 |  | 0 |  | 0
[13 empty] | 0 | 0 |  | 0 |  | 0
[13 empty] | 0 | 0 |  | 0 |  | 0
[13 empty] | 0 | 0 |  | 0 |  | 0
[13 empty] | 0 | 0 |  | 0 |  | 0
[13 empty] | 0 | 0 |  | 0 |  | 0
[13 empty] | 0 | 0 |  | 0 |  | 0
[13 empty] | 0 | 0 |  | 0 |  | 0
[13 empty] | 0 | 0 |  | 0 |  | 0
[13 empty] | 0 | 0 |  | 0 |  | 0
[13 empty] | 0 | 0 |  | 0 |  | 0
[13 empty] | 0 | 0 |  | 0 |  | 0
[13 empty] | 0 | 0 |  | 0 |  | 0
[13 empty] | 0 | 0 |  | 0 |  | 0
[13 empty] | 0 | 0 |  | 0 |  | 0
[13 empty] | 0 | 0 |  | 0 |  | 0
[13 empty] | 0 | 0 |  | 0 |  | 0
[13 empty] | 0 | 0 |  | 0 |  | 0
[13 empty] | 0 | 0 |  | 0 |  | 0
[13 empty] | 2290.3622 | 455 |  | 4.6938 |  | 2285.6684

## Sheet38
bootstrap selection | Standards | Instrument readings | Reading of the unknown | Calculated concentration | X | Y | X*Y | X*X | X^3 | X^4 | X^2y
0.54451 | 2 | 24.1 | 0 |  | 2 | 24.1 | 48.2 | 4 | 8 | 16 | 96.4
0.27438 | 2 | 24.1 | 0 |  | 2 | 24.1 | 48.2 | 4 | 8 | 16 | 96.4
0.46277 | 3 | 31.1 | 0 |  | 3 | 31.1 | 93.3 | 9 | 27 | 81 | 279.9
0.18067 | 4 | 41.5 | 0 |  | 4 | 41.5 | 166 | 16 | 64 | 256 | 664
0.48746 | 5 | 46 | 0 |  | 5 | 46 | 230 | 25 | 125 | 625 | 1150
0.33565 | 6 | 55.9 | 0 |  | 6 | 55.9 | 335.4 | 36 | 216 | 1296 | 2012.4
0.56483 | 8 | 65.12 | 0 |  | 8 | 65.12 | 520.96 | 64 | 512 | 4096 | 4167.68
0.69545 | 9 | 71 | 0 |  | 9 | 71 | 639 | 81 | 729 | 6561 | 5751
0.98851 | 0 | 0 | 0 |  | 0 | 0 | 0 | 0 | 0 | 0 | 0
0.21803 | 0 | 0 | 0 |  | 0 | 0 | 0 | 0 | 0 | 0 | 0
0.69231 | 0 | 0 | 0 |  | 0 | 0 | 0 | 0 | 0 | 0 | 0
0.75064 | 0 | 0 | 0 |  | 0 | 0 | 0 | 0 | 0 | 0 | 0
0.4568 | 0 | 0 | 0 |  | 0 | 0 | 0 | 0 | 0 | 0 | 0
0.74967 | 0 | 0 | 0 |  | 0 | 0 | 0 | 0 | 0 | 0 | 0
0.051422 | 0 | 0 | 0 |  | 0 | 0 | 0 | 0 | 0 | 0 | 0
0.45055 | 0 | 0 | 0 |  | 0 | 0 | 0 | 0 | 0 | 0 | 0
0.54552 | 0 | 0 | 0 |  | 0 | 0 | 0 | 0 | 0 | 0 | 0 | Calculations of the coefficients a,b, and c of the best-fit parabola y=ax^2+bx+c
0.25244 | 0 | 0 | 0 |  | 0 | 0 | 0 | 0 | 0 | 0 | 0 | sums | sumx | sumy | sumxy | sumx2 | sumx3 | sumx4 | sumx2y
0.477 | 0 | 0 | 0 |  | 0 | 0 | 0 | 0 | 0 | 0 | 0 |  | ?X | ?Y | ?(X*Y) | ?(X*X) | ?(X^3) | ?(X^4) | ?(X^2)*y
0.89739 | 0 | 0 | 0 |  | 0 | 0 | 0 | 0 | 0 | 0 | 0 |  | 39 | 358.82 | 2081.06 | 239 | 1689 | 12947 | 14217.78
0.17769 | 0 | 0 | 0 |  | 0 | 0 | 0 | 0 | 0 | 0 | 0 | n | 9 | (number of points (n)
0.78606 | 0 | 0 | 0 |  | 0 | 0 | 0 | 0 | 0 | 0 | 0
0.86351 | 0 | 0 | 0 |  | 0 | 0 | 0 | 0 | 0 | 0 | 0 | D | 316540 | Denominator (D)
0.69914 | 0 | 0 | 0 |  | 0 | 0 | 0 | 0 | 0 | 0 | 0 | a= | -0.44151 | -0.44151
0.77093 | 0 | 0 | 0 |  | 0 | 0 | 0 | 0 | 0 | 0 | 0 | b= | 11.6375
0.49987 | 0 | 0 | 0 |  | 0 | 0 | 0 | 0 | 0 | 0 | 0 | c= | 1.1641
0.67967 | 0 | 0 | 0 |  | 0 | 0 | 0 | 0 | 0 | 0 | 0 | y= | -0.44151 | X^2 | + | 11.6375 | x | + | 1.1641
0.5047 | 0 | 0 | 0 |  | 0 | 0 | 0 | 0 | 0 | 0 | 0 | R2= | 0.99638
0.052655 | 0 | 0 | 0 |  | 0 | 0 | 0 | 0 | 0 | 0 | 0
0.58422 | 0 | 0 | 0 |  | 0 | 0 | 0 | 0 | 0 | 0 | 0 |  | Calculation of R2
0.087496 | 0 | 0 | 0 |  | 0 | 0 | 0 | 0 | 0 | 0 | 0 |  | ?(Y-meany)^2 | PredY |  | ?(Y-PredY)^2 |  | ?(meanY-PredY)^2
0.10035 | 0 | 0 | 0 |  | 0 | 0 | 0 | 0 | 0 | 0 | 0 |  | 248.6579 | 22.6732 |  | 2.0358 |  | 295.6925
0.24729 | 0 | 0 | 0 |  | 0 | 0 | 0 | 0 | 0 | 0 | 0 |  | 248.6579 | 22.6732 |  | 2.0358 |  | 295.6925
0.83542 | 0 | 0 | 0 |  | 0 | 0 | 0 | 0 | 0 | 0 | 0 |  | 76.8934 | 32.1032 |  | 1.0063 |  | 60.3066
0.21854 | 0 | 0 | 0 |  | 0 | 0 | 0 | 0 | 0 | 0 | 0 |  | 2.6605 | 40.6501 |  | 0.7223 |  | 0.61032
0.76311 | 0 | 0 | 0 |  | 0 | 0 | 0 | 0 | 0 | 0 | 0 |  | 37.5905 | 48.3141 |  | 5.3548 |  | 71.3208
0.47679 | 0 | 0 | 0 |  | 0 | 0 | 0 | 0 | 0 | 0 | 0 |  | 256.9965 | 55.095 |  | 0.64809 |  | 231.8332
0.61659 | 0 | 0 | 0 |  | 0 | 0 | 0 | 0 | 0 | 0 | 0 |  | 637.6186 | 66.0077 |  | 0.78801 |  | 683.2373
0.4426 | 0 | 0 | 0 |  | 0 | 0 | 0 | 0 | 0 | 0 | 0 |  | 969.1461 | 70.1395 |  | 0.74041 |  | 916.3117
0.0887 | 0 | 0 | 0 |  | 0 | 0 | 0 | 0 | 0 | 0 | 0 |  | 1589.5283 | 1.1641 |  | 1.3552 |  | 1498.058
0.92066 | 0 | 0 | 0 |  | 0 | 0 | 0 | 0 | 0 | 0 | 0 |  | 0 | 0 |  | 0 |  | 0
0.62139 | 0 | 0 | 0 |  | 0 | 0 | 0 | 0 | 0 | 0 | 0 |  | 0 | 0 |  | 0 |  | 0
0.73072 | 0 | 0 | 0 |  | 0 | 0 | 0 | 0 | 0 | 0 | 0 |  | 0 | 0 |  | 0 |  | 0
0.5975 | 0 | 0 | 0 |  | 0 | 0 | 0 | 0 | 0 | 0 | 0 |  | 0 | 0 |  | 0 |  | 0
0.6744 | 0 | 0 | 0 |  | 0 | 0 | 0 | 0 | 0 | 0 | 0 |  | 0 | 0 |  | 0 |  | 0
[13 empty] | 0 | 0 |  | 0 |  | 0
[13 empty] | 0 | 0 |  | 0 |  | 0
[13 empty] | 0 | 0 |  | 0 |  | 0
[13 empty] | 0 | 0 |  | 0 |  | 0
[13 empty] | 0 | 0 |  | 0 |  | 0
[13 empty] | 0 | 0 |  | 0 |  | 0
[13 empty] | 0 | 0 |  | 0 |  | 0
[13 empty] | 0 | 0 |  | 0 |  | 0
[13 empty] | 0 | 0 |  | 0 |  | 0
[13 empty] | 0 | 0 |  | 0 |  | 0
[13 empty] | 0 | 0 |  | 0 |  | 0
[13 empty] | 0 | 0 |  | 0 |  | 0
[13 empty] | 0 | 0 |  | 0 |  | 0
[13 empty] | 0 | 0 |  | 0 |  | 0
[13 empty] | 0 | 0 |  | 0 |  | 0
[13 empty] | 0 | 0 |  | 0 |  | 0
[13 empty] | 0 | 0 |  | 0 |  | 0
[13 empty] | 0 | 0 |  | 0 |  | 0
[13 empty] | 0 | 0 |  | 0 |  | 0
[13 empty] | 0 | 0 |  | 0 |  | 0
[13 empty] | 0 | 0 |  | 0 |  | 0
[13 empty] | 0 | 0 |  | 0 |  | 0
[13 empty] | 4067.7497 | 358.82 |  | 14.6868 |  | 4053.0629

## Sheet39
bootstrap selection | Standards | Instrument readings | Reading of the unknown | Calculated concentration | X | Y | X*Y | X*X | X^3 | X^4 | X^2y
0.77517 | 2 | 24.1 | 0 |  | 2 | 24.1 | 48.2 | 4 | 8 | 16 | 96.4
0.066403 | 2 | 24.1 | 0 |  | 2 | 24.1 | 48.2 | 4 | 8 | 16 | 96.4
0.56533 | 4 | 41.5 | 0 |  | 4 | 41.5 | 166 | 16 | 64 | 256 | 664
0.79074 | 5 | 46 | 0 |  | 5 | 46 | 230 | 25 | 125 | 625 | 1150
0.1504 | 5 | 46 | 0 |  | 5 | 46 | 230 | 25 | 125 | 625 | 1150
0.87099 | 7 | 63 | 0 |  | 7 | 63 | 441 | 49 | 343 | 2401 | 3087
0.039349 | 7 | 63 | 0 |  | 7 | 63 | 441 | 49 | 343 | 2401 | 3087
0.089287 | 8 | 65.12 | 0 |  | 8 | 65.12 | 520.96 | 64 | 512 | 4096 | 4167.68
0.4375 | 9 | 71 | 0 |  | 9 | 71 | 639 | 81 | 729 | 6561 | 5751
0.37351 | 0 | 0 | 0 |  | 0 | 0 | 0 | 0 | 0 | 0 | 0
0.85886 | 0 | 0 | 0 |  | 0 | 0 | 0 | 0 | 0 | 0 | 0
0.53794 | 0 | 0 | 0 |  | 0 | 0 | 0 | 0 | 0 | 0 | 0
0.020039 | 0 | 0 | 0 |  | 0 | 0 | 0 | 0 | 0 | 0 | 0
0.00233 | 0 | 0 | 0 |  | 0 | 0 | 0 | 0 | 0 | 0 | 0
0.85106 | 0 | 0 | 0 |  | 0 | 0 | 0 | 0 | 0 | 0 | 0
0.27818 | 0 | 0 | 0 |  | 0 | 0 | 0 | 0 | 0 | 0 | 0
0.47809 | 0 | 0 | 0 |  | 0 | 0 | 0 | 0 | 0 | 0 | 0 | Calculations of the coefficients a,b, and c of the best-fit parabola y=ax^2+bx+c
0.35801 | 0 | 0 | 0 |  | 0 | 0 | 0 | 0 | 0 | 0 | 0 | sums | sumx | sumy | sumxy | sumx2 | sumx3 | sumx4 | sumx2y
0.068267 | 0 | 0 | 0 |  | 0 | 0 | 0 | 0 | 0 | 0 | 0 |  | ?X | ?Y | ?(X*Y) | ?(X*X) | ?(X^3) | ?(X^4) | ?(X^2)*y
0.35723 | 0 | 0 | 0 |  | 0 | 0 | 0 | 0 | 0 | 0 | 0 |  | 49 | 443.82 | 2764.36 | 317 | 2257 | 16997 | 19249.48
0.48682 | 0 | 0 | 0 |  | 0 | 0 | 0 | 0 | 0 | 0 | 0 | n | 9 | (number of points (n)
0.80264 | 0 | 0 | 0 |  | 0 | 0 | 0 | 0 | 0 | 0 | 0
0.5127 | 0 | 0 | 0 |  | 0 | 0 | 0 | 0 | 0 | 0 | 0 | D | 97152 | Denominator (D)
0.37141 | 0 | 0 | 0 |  | 0 | 0 | 0 | 0 | 0 | 0 | 0 | a= | -0.29355 | -0.29355
0.68805 | 0 | 0 | 0 |  | 0 | 0 | 0 | 0 | 0 | 0 | 0 | b= | 10.0336
0.36192 | 0 | 0 | 0 |  | 0 | 0 | 0 | 0 | 0 | 0 | 0 | c= | 5.025
0.16426 | 0 | 0 | 0 |  | 0 | 0 | 0 | 0 | 0 | 0 | 0 | y= | -0.29355 | X^2 | + | 10.0336 | x | + | 5.025
0.54314 | 0 | 0 | 0 |  | 0 | 0 | 0 | 0 | 0 | 0 | 0 | R2= | 0.99207
0.85006 | 0 | 0 | 0 |  | 0 | 0 | 0 | 0 | 0 | 0 | 0
0.48689 | 0 | 0 | 0 |  | 0 | 0 | 0 | 0 | 0 | 0 | 0 |  | Calculation of R2
0.32367 | 0 | 0 | 0 |  | 0 | 0 | 0 | 0 | 0 | 0 | 0 |  | ?(Y-meany)^2 | PredY |  | ?(Y-PredY)^2 |  | ?(meanY-PredY)^2
0.17527 | 0 | 0 | 0 |  | 0 | 0 | 0 | 0 | 0 | 0 | 0 |  | 635.7122 | 23.9181 |  | 0.033072 |  | 644.9157
0.61004 | 0 | 0 | 0 |  | 0 | 0 | 0 | 0 | 0 | 0 | 0 |  | 635.7122 | 23.9181 |  | 0.033072 |  | 644.9157
0.5656 | 0 | 0 | 0 |  | 0 | 0 | 0 | 0 | 0 | 0 | 0 |  | 61.0482 | 40.4629 |  | 1.0756 |  | 78.3304
0.39383 | 0 | 0 | 0 |  | 0 | 0 | 0 | 0 | 0 | 0 | 0 |  | 10.9782 | 47.8546 |  | 3.4396 |  | 2.1278
0.17504 | 0 | 0 | 0 |  | 0 | 0 | 0 | 0 | 0 | 0 | 0 |  | 10.9782 | 47.8546 |  | 3.4396 |  | 2.1278
0.21999 | 0 | 0 | 0 |  | 0 | 0 | 0 | 0 | 0 | 0 | 0 |  | 187.3248 | 60.8768 |  | 4.5079 |  | 133.7143
0.060906 | 0 | 0 | 0 |  | 0 | 0 | 0 | 0 | 0 | 0 | 0 |  | 187.3248 | 60.8768 |  | 4.5079 |  | 133.7143
0.0050332 | 0 | 0 | 0 |  | 0 | 0 | 0 | 0 | 0 | 0 | 0 |  | 249.8507 | 66.5073 |  | 1.9246 |  | 295.6319
0.61515 | 0 | 0 | 0 |  | 0 | 0 | 0 | 0 | 0 | 0 | 0 |  | 470.3115 | 71.5507 |  | 0.30322 |  | 494.4983
0.78893 | 0 | 0 | 0 |  | 0 | 0 | 0 | 0 | 0 | 0 | 0 |  | 0 | 0 |  | 0 |  | 0
0.8523 | 0 | 0 | 0 |  | 0 | 0 | 0 | 0 | 0 | 0 | 0 |  | 0 | 0 |  | 0 |  | 0
0.21273 | 0 | 0 | 0 |  | 0 | 0 | 0 | 0 | 0 | 0 | 0 |  | 0 | 0 |  | 0 |  | 0
0.15478 | 0 | 0 | 0 |  | 0 | 0 | 0 | 0 | 0 | 0 | 0 |  | 0 | 0 |  | 0 |  | 0
0.43722 | 0 | 0 | 0 |  | 0 | 0 | 0 | 0 | 0 | 0 | 0 |  | 0 | 0 |  | 0 |  | 0
[13 empty] | 0 | 0 |  | 0 |  | 0
[13 empty] | 0 | 0 |  | 0 |  | 0
[13 empty] | 0 | 0 |  | 0 |  | 0
[13 empty] | 0 | 0 |  | 0 |  | 0
[13 empty] | 0 | 0 |  | 0 |  | 0
[13 empty] | 0 | 0 |  | 0 |  | 0
[13 empty] | 0 | 0 |  | 0 |  | 0
[13 empty] | 0 | 0 |  | 0 |  | 0
[13 empty] | 0 | 0 |  | 0 |  | 0
[13 empty] | 0 | 0 |  | 0 |  | 0
[13 empty] | 0 | 0 |  | 0 |  | 0
[13 empty] | 0 | 0 |  | 0 |  | 0
[13 empty] | 0 | 0 |  | 0 |  | 0
[13 empty] | 0 | 0 |  | 0 |  | 0
[13 empty] | 0 | 0 |  | 0 |  | 0
[13 empty] | 0 | 0 |  | 0 |  | 0
[13 empty] | 0 | 0 |  | 0 |  | 0
[13 empty] | 0 | 0 |  | 0 |  | 0
[13 empty] | 0 | 0 |  | 0 |  | 0
[13 empty] | 0 | 0 |  | 0 |  | 0
[13 empty] | 0 | 0 |  | 0 |  | 0
[13 empty] | 0 | 0 |  | 0 |  | 0
[13 empty] | 2449.2408 | 443.82 |  | 19.2646 |  | 2429.9762

## Sheet40
bootstrap selection | Standards | Instrument readings | Reading of the unknown | Calculated concentration | X | Y | X*Y | X*X | X^3 | X^4 | X^2y
0.35411 | 1 | 10.5 | 0 |  | 1 | 10.5 | 10.5 | 1 | 1 | 1 | 10.5
0.54384 | 3 | 31.1 | 0 |  | 3 | 31.1 | 93.3 | 9 | 27 | 81 | 279.9
0.0039618 | 3 | 31.1 | 0 |  | 3 | 31.1 | 93.3 | 9 | 27 | 81 | 279.9
0.76213 | 5 | 46 | 0 |  | 5 | 46 | 230 | 25 | 125 | 625 | 1150
0.81781 | 6 | 55.9 | 0 |  | 6 | 55.9 | 335.4 | 36 | 216 | 1296 | 2012.4
0.098154 | 6 | 55.9 | 0 |  | 6 | 55.9 | 335.4 | 36 | 216 | 1296 | 2012.4
0.40271 | 7 | 63 | 0 |  | 7 | 63 | 441 | 49 | 343 | 2401 | 3087
0.038272 | 8 | 65.12 | 0 |  | 8 | 65.12 | 520.96 | 64 | 512 | 4096 | 4167.68
0.2378 | 9 | 71 | 0 |  | 9 | 71 | 639 | 81 | 729 | 6561 | 5751
0.26783 | 0 | 0 | 0 |  | 0 | 0 | 0 | 0 | 0 | 0 | 0
0.56485 | 0 | 0 | 0 |  | 0 | 0 | 0 | 0 | 0 | 0 | 0
0.00082971 | 0 | 0 | 0 |  | 0 | 0 | 0 | 0 | 0 | 0 | 0
0.56395 | 0 | 0 | 0 |  | 0 | 0 | 0 | 0 | 0 | 0 | 0
0.28492 | 0 | 0 | 0 |  | 0 | 0 | 0 | 0 | 0 | 0 | 0
0.83514 | 0 | 0 | 0 |  | 0 | 0 | 0 | 0 | 0 | 0 | 0
0.43188 | 0 | 0 | 0 |  | 0 | 0 | 0 | 0 | 0 | 0 | 0
0.018843 | 0 | 0 | 0 |  | 0 | 0 | 0 | 0 | 0 | 0 | 0 | Calculations of the coefficients a,b, and c of the best-fit parabola y=ax^2+bx+c
0.68419 | 0 | 0 | 0 |  | 0 | 0 | 0 | 0 | 0 | 0 | 0 | sums | sumx | sumy | sumxy | sumx2 | sumx3 | sumx4 | sumx2y
0.3599 | 0 | 0 | 0 |  | 0 | 0 | 0 | 0 | 0 | 0 | 0 |  | ?X | ?Y | ?(X*Y) | ?(X*X) | ?(X^3) | ?(X^4) | ?(X^2)*y
0.10145 | 0 | 0 | 0 |  | 0 | 0 | 0 | 0 | 0 | 0 | 0 |  | 48 | 429.62 | 2698.86 | 310 | 2196 | 16438 | 18750.78
0.12263 | 0 | 0 | 0 |  | 0 | 0 | 0 | 0 | 0 | 0 | 0 | n | 9 | (number of points (n)
0.21279 | 0 | 0 | 0 |  | 0 | 0 | 0 | 0 | 0 | 0 | 0
0.61008 | 0 | 0 | 0 |  | 0 | 0 | 0 | 0 | 0 | 0 | 0 | D | 149084 | Denominator (D)
0.33014 | 0 | 0 | 0 |  | 0 | 0 | 0 | 0 | 0 | 0 | 0 | a= | -0.46585 | -0.46585
0.95831 | 0 | 0 | 0 |  | 0 | 0 | 0 | 0 | 0 | 0 | 0 | b= | 12.2287
0.54964 | 0 | 0 | 0 |  | 0 | 0 | 0 | 0 | 0 | 0 | 0 | c= | -1.4386
0.8492 | 0 | 0 | 0 |  | 0 | 0 | 0 | 0 | 0 | 0 | 0 | y= | -0.46585 | X^2 | + | 12.2287 | x | + | -1.4386
0.76625 | 0 | 0 | 0 |  | 0 | 0 | 0 | 0 | 0 | 0 | 0 | R2= | 0.99673
0.4617 | 0 | 0 | 0 |  | 0 | 0 | 0 | 0 | 0 | 0 | 0
0.48204 | 0 | 0 | 0 |  | 0 | 0 | 0 | 0 | 0 | 0 | 0 |  | Calculation of R2
0.042682 | 0 | 0 | 0 |  | 0 | 0 | 0 | 0 | 0 | 0 | 0 |  | ?(Y-meany)^2 | PredY |  | ?(Y-PredY)^2 |  | ?(meanY-PredY)^2
0.56359 | 0 | 0 | 0 |  | 0 | 0 | 0 | 0 | 0 | 0 | 0 |  | 1386.4866 | 10.3243 |  | 0.030881 |  | 1399.6042
0.13323 | 0 | 0 | 0 |  | 0 | 0 | 0 | 0 | 0 | 0 | 0 |  | 276.7417 | 31.055 |  | 0.0020249 |  | 278.2409
0.055649 | 0 | 0 | 0 |  | 0 | 0 | 0 | 0 | 0 | 0 | 0 |  | 276.7417 | 31.055 |  | 0.0020249 |  | 278.2409
0.63534 | 0 | 0 | 0 |  | 0 | 0 | 0 | 0 | 0 | 0 | 0 |  | 3.0122 | 48.059 |  | 4.2393 |  | 0.10459
0.1508 | 0 | 0 | 0 |  | 0 | 0 | 0 | 0 | 0 | 0 | 0 |  | 66.6582 | 55.1634 |  | 0.54257 |  | 55.173
0.69974 | 0 | 0 | 0 |  | 0 | 0 | 0 | 0 | 0 | 0 | 0 |  | 66.6582 | 55.1634 |  | 0.54257 |  | 55.173
0.71908 | 0 | 0 | 0 |  | 0 | 0 | 0 | 0 | 0 | 0 | 0 |  | 233.0033 | 61.3362 |  | 2.7684 |  | 184.9763
0.00047153 | 0 | 0 | 0 |  | 0 | 0 | 0 | 0 | 0 | 0 | 0 |  | 302.2189 | 66.5772 |  | 2.1235 |  | 355.0081
0.86471 | 0 | 0 | 0 |  | 0 | 0 | 0 | 0 | 0 | 0 | 0 |  | 541.2344 | 70.8866 |  | 0.012864 |  | 535.97
0.70353 | 0 | 0 | 0 |  | 0 | 0 | 0 | 0 | 0 | 0 | 0 |  | 0 | 0 |  | 0 |  | 0
0.095646 | 0 | 0 | 0 |  | 0 | 0 | 0 | 0 | 0 | 0 | 0 |  | 0 | 0 |  | 0 |  | 0
0.80864 | 0 | 0 | 0 |  | 0 | 0 | 0 | 0 | 0 | 0 | 0 |  | 0 | 0 |  | 0 |  | 0
0.37102 | 0 | 0 | 0 |  | 0 | 0 | 0 | 0 | 0 | 0 | 0 |  | 0 | 0 |  | 0 |  | 0
0.28991 | 0 | 0 | 0 |  | 0 | 0 | 0 | 0 | 0 | 0 | 0 |  | 0 | 0 |  | 0 |  | 0
[13 empty] | 0 | 0 |  | 0 |  | 0
[13 empty] | 0 | 0 |  | 0 |  | 0
[13 empty] | 0 | 0 |  | 0 |  | 0
[13 empty] | 0 | 0 |  | 0 |  | 0
[13 empty] | 0 | 0 |  | 0 |  | 0
[13 empty] | 0 | 0 |  | 0 |  | 0
[13 empty] | 0 | 0 |  | 0 |  | 0
[13 empty] | 0 | 0 |  | 0 |  | 0
[13 empty] | 0 | 0 |  | 0 |  | 0
[13 empty] | 0 | 0 |  | 0 |  | 0
[13 empty] | 0 | 0 |  | 0 |  | 0
[13 empty] | 0 | 0 |  | 0 |  | 0
[13 empty] | 0 | 0 |  | 0 |  | 0
[13 empty] | 0 | 0 |  | 0 |  | 0
[13 empty] | 0 | 0 |  | 0 |  | 0
[13 empty] | 0 | 0 |  | 0 |  | 0
[13 empty] | 0 | 0 |  | 0 |  | 0
[13 empty] | 0 | 0 |  | 0 |  | 0
[13 empty] | 0 | 0 |  | 0 |  | 0
[13 empty] | 0 | 0 |  | 0 |  | 0
[13 empty] | 0 | 0 |  | 0 |  | 0
[13 empty] | 0 | 0 |  | 0 |  | 0
[13 empty] | 3152.755 | 429.62 |  | 10.2641 |  | 3142.4909

## Sheet41
bootstrap selection | Standards | Instrument readings | Reading of the unknown | Calculated concentration | X | Y | X*Y | X*X | X^3 | X^4 | X^2y
0.81085 | 2 | 24.1 | 0 |  | 2 | 24.1 | 48.2 | 4 | 8 | 16 | 96.4
0.55977 | 3 | 31.1 | 0 |  | 3 | 31.1 | 93.3 | 9 | 27 | 81 | 279.9
0.57602 | 4 | 41.5 | 0 |  | 4 | 41.5 | 166 | 16 | 64 | 256 | 664
0.83832 | 5 | 46 | 0 |  | 5 | 46 | 230 | 25 | 125 | 625 | 1150
0.77166 | 6 | 55.9 | 0 |  | 6 | 55.9 | 335.4 | 36 | 216 | 1296 | 2012.4
0.80446 | 7 | 63 | 0 |  | 7 | 63 | 441 | 49 | 343 | 2401 | 3087
0.94912 | 8 | 65.12 | 0 |  | 8 | 65.12 | 520.96 | 64 | 512 | 4096 | 4167.68
0.8781 | 9 | 71 | 0 |  | 9 | 71 | 639 | 81 | 729 | 6561 | 5751
0.44589 | 9 | 71 | 0 |  | 9 | 71 | 639 | 81 | 729 | 6561 | 5751
0.839 | 0 | 0 | 0 |  | 0 | 0 | 0 | 0 | 0 | 0 | 0
0.47153 | 0 | 0 | 0 |  | 0 | 0 | 0 | 0 | 0 | 0 | 0
0.20857 | 0 | 0 | 0 |  | 0 | 0 | 0 | 0 | 0 | 0 | 0
0.73879 | 0 | 0 | 0 |  | 0 | 0 | 0 | 0 | 0 | 0 | 0
0.98801 | 0 | 0 | 0 |  | 0 | 0 | 0 | 0 | 0 | 0 | 0
0.89948 | 0 | 0 | 0 |  | 0 | 0 | 0 | 0 | 0 | 0 | 0
0.97448 | 0 | 0 | 0 |  | 0 | 0 | 0 | 0 | 0 | 0 | 0
0.050811 | 0 | 0 | 0 |  | 0 | 0 | 0 | 0 | 0 | 0 | 0 | Calculations of the coefficients a,b, and c of the best-fit parabola y=ax^2+bx+c
0.43077 | 0 | 0 | 0 |  | 0 | 0 | 0 | 0 | 0 | 0 | 0 | sums | sumx | sumy | sumxy | sumx2 | sumx3 | sumx4 | sumx2y
0.81479 | 0 | 0 | 0 |  | 0 | 0 | 0 | 0 | 0 | 0 | 0 |  | ?X | ?Y | ?(X*Y) | ?(X*X) | ?(X^3) | ?(X^4) | ?(X^2)*y
0.43444 | 0 | 0 | 0 |  | 0 | 0 | 0 | 0 | 0 | 0 | 0 |  | 53 | 468.72 | 3112.86 | 365 | 2753 | 21893 | 22959.38
0.30029 | 0 | 0 | 0 |  | 0 | 0 | 0 | 0 | 0 | 0 | 0 | n | 9 | (number of points (n)
0.3997 | 0 | 0 | 0 |  | 0 | 0 | 0 | 0 | 0 | 0 | 0
0.63131 | 0 | 0 | 0 |  | 0 | 0 | 0 | 0 | 0 | 0 | 0 | D | 96432 | Denominator (D)
0.12893 | 0 | 0 | 0 |  | 0 | 0 | 0 | 0 | 0 | 0 | 0 | a= | -0.36447 | -0.36447
0.13432 | 0 | 0 | 0 |  | 0 | 0 | 0 | 0 | 0 | 0 | 0 | b= | 10.8264
0.4372 | 0 | 0 | 0 |  | 0 | 0 | 0 | 0 | 0 | 0 | 0 | c= | 3.1057
0.12678 | 0 | 0 | 0 |  | 0 | 0 | 0 | 0 | 0 | 0 | 0 | y= | -0.36447 | X^2 | + | 10.8264 | x | + | 3.1057
0.64255 | 0 | 0 | 0 |  | 0 | 0 | 0 | 0 | 0 | 0 | 0 | R2= | 0.99417
0.5674 | 0 | 0 | 0 |  | 0 | 0 | 0 | 0 | 0 | 0 | 0
0.051723 | 0 | 0 | 0 |  | 0 | 0 | 0 | 0 | 0 | 0 | 0 |  | Calculation of R2
0.49802 | 0 | 0 | 0 |  | 0 | 0 | 0 | 0 | 0 | 0 | 0 |  | ?(Y-meany)^2 | PredY |  | ?(Y-PredY)^2 |  | ?(meanY-PredY)^2
0.86568 | 0 | 0 | 0 |  | 0 | 0 | 0 | 0 | 0 | 0 | 0 |  | 782.8804 | 23.3007 |  | 0.63896 |  | 828.251
0.8914 | 0 | 0 | 0 |  | 0 | 0 | 0 | 0 | 0 | 0 | 0 |  | 440.1604 | 32.3047 |  | 1.4513 |  | 391.0623
0.88674 | 0 | 0 | 0 |  | 0 | 0 | 0 | 0 | 0 | 0 | 0 |  | 111.9364 | 40.5798 |  | 0.84672 |  | 132.254
0.67595 | 0 | 0 | 0 |  | 0 | 0 | 0 | 0 | 0 | 0 | 0 |  | 36.9664 | 48.126 |  | 4.5199 |  | 15.634
0.39906 | 0 | 0 | 0 |  | 0 | 0 | 0 | 0 | 0 | 0 | 0 |  | 14.5924 | 54.9433 |  | 0.91532 |  | 8.1983
0.92214 | 0 | 0 | 0 |  | 0 | 0 | 0 | 0 | 0 | 0 | 0 |  | 119.2464 | 61.0316 |  | 3.8746 |  | 80.1312
0.034118 | 0 | 0 | 0 |  | 0 | 0 | 0 | 0 | 0 | 0 | 0 |  | 170.0416 | 66.391 |  | 1.6154 |  | 204.8047
0.43646 | 0 | 0 | 0 |  | 0 | 0 | 0 | 0 | 0 | 0 | 0 |  | 357.9664 | 71.0215 |  | 0.00046068 |  | 358.779
0.082043 | 0 | 0 | 0 |  | 0 | 0 | 0 | 0 | 0 | 0 | 0 |  | 357.9664 | 71.0215 |  | 0.00046068 |  | 358.779
0.017763 | 0 | 0 | 0 |  | 0 | 0 | 0 | 0 | 0 | 0 | 0 |  | 0 | 0 |  | 0 |  | 0
0.65808 | 0 | 0 | 0 |  | 0 | 0 | 0 | 0 | 0 | 0 | 0 |  | 0 | 0 |  | 0 |  | 0
0.7809 | 0 | 0 | 0 |  | 0 | 0 | 0 | 0 | 0 | 0 | 0 |  | 0 | 0 |  | 0 |  | 0
0.50847 | 0 | 0 | 0 |  | 0 | 0 | 0 | 0 | 0 | 0 | 0 |  | 0 | 0 |  | 0 |  | 0
0.79953 | 0 | 0 | 0 |  | 0 | 0 | 0 | 0 | 0 | 0 | 0 |  | 0 | 0 |  | 0 |  | 0
[13 empty] | 0 | 0 |  | 0 |  | 0
[13 empty] | 0 | 0 |  | 0 |  | 0
[13 empty] | 0 | 0 |  | 0 |  | 0
[13 empty] | 0 | 0 |  | 0 |  | 0
[13 empty] | 0 | 0 |  | 0 |  | 0
[13 empty] | 0 | 0 |  | 0 |  | 0
[13 empty] | 0 | 0 |  | 0 |  | 0
[13 empty] | 0 | 0 |  | 0 |  | 0
[13 empty] | 0 | 0 |  | 0 |  | 0
[13 empty] | 0 | 0 |  | 0 |  | 0
[13 empty] | 0 | 0 |  | 0 |  | 0
[13 empty] | 0 | 0 |  | 0 |  | 0
[13 empty] | 0 | 0 |  | 0 |  | 0
[13 empty] | 0 | 0 |  | 0 |  | 0
[13 empty] | 0 | 0 |  | 0 |  | 0
[13 empty] | 0 | 0 |  | 0 |  | 0
[13 empty] | 0 | 0 |  | 0 |  | 0
[13 empty] | 0 | 0 |  | 0 |  | 0
[13 empty] | 0 | 0 |  | 0 |  | 0
[13 empty] | 0 | 0 |  | 0 |  | 0
[13 empty] | 0 | 0 |  | 0 |  | 0
[13 empty] | 0 | 0 |  | 0 |  | 0
[13 empty] | 2391.7568 | 468.72 |  | 13.8632 |  | 2377.8936

## Sheet42
bootstrap selection | Standards | Instrument readings | Reading of the unknown | Calculated concentration | X | Y | X*Y | X*X | X^3 | X^4 | X^2y
0.88011 | 2 | 24.1 | 0 |  | 2 | 24.1 | 48.2 | 4 | 8 | 16 | 96.4
0.9992 | 3 | 31.1 | 0 |  | 3 | 31.1 | 93.3 | 9 | 27 | 81 | 279.9
0.78523 | 4 | 41.5 | 0 |  | 4 | 41.5 | 166 | 16 | 64 | 256 | 664
0.63991 | 5 | 46 | 0 |  | 5 | 46 | 230 | 25 | 125 | 625 | 1150
0.93074 | 6 | 55.9 | 0 |  | 6 | 55.9 | 335.4 | 36 | 216 | 1296 | 2012.4
0.29413 | 6 | 55.9 | 0 |  | 6 | 55.9 | 335.4 | 36 | 216 | 1296 | 2012.4
0.29895 | 7 | 63 | 0 |  | 7 | 63 | 441 | 49 | 343 | 2401 | 3087
0.60677 | 9 | 71 | 0 |  | 9 | 71 | 639 | 81 | 729 | 6561 | 5751
0.38348 | 9 | 71 | 0 |  | 9 | 71 | 639 | 81 | 729 | 6561 | 5751
0.88899 | 0 | 0 | 0 |  | 0 | 0 | 0 | 0 | 0 | 0 | 0
0.85716 | 0 | 0 | 0 |  | 0 | 0 | 0 | 0 | 0 | 0 | 0
0.050594 | 0 | 0 | 0 |  | 0 | 0 | 0 | 0 | 0 | 0 | 0
0.81894 | 0 | 0 | 0 |  | 0 | 0 | 0 | 0 | 0 | 0 | 0
0.68843 | 0 | 0 | 0 |  | 0 | 0 | 0 | 0 | 0 | 0 | 0
0.44673 | 0 | 0 | 0 |  | 0 | 0 | 0 | 0 | 0 | 0 | 0
0.46234 | 0 | 0 | 0 |  | 0 | 0 | 0 | 0 | 0 | 0 | 0
0.43479 | 0 | 0 | 0 |  | 0 | 0 | 0 | 0 | 0 | 0 | 0 | Calculations of the coefficients a,b, and c of the best-fit parabola y=ax^2+bx+c
0.55201 | 0 | 0 | 0 |  | 0 | 0 | 0 | 0 | 0 | 0 | 0 | sums | sumx | sumy | sumxy | sumx2 | sumx3 | sumx4 | sumx2y
0.26927 | 0 | 0 | 0 |  | 0 | 0 | 0 | 0 | 0 | 0 | 0 |  | ?X | ?Y | ?(X*Y) | ?(X*X) | ?(X^3) | ?(X^4) | ?(X^2)*y
0.45707 | 0 | 0 | 0 |  | 0 | 0 | 0 | 0 | 0 | 0 | 0 |  | 51 | 459.5 | 2927.3 | 337 | 2457 | 19093 | 20804.1
0.21385 | 0 | 0 | 0 |  | 0 | 0 | 0 | 0 | 0 | 0 | 0 | n | 9 | (number of points (n)
0.20927 | 0 | 0 | 0 |  | 0 | 0 | 0 | 0 | 0 | 0 | 0
0.034332 | 0 | 0 | 0 |  | 0 | 0 | 0 | 0 | 0 | 0 | 0 | D | 100700 | Denominator (D)
0.37555 | 0 | 0 | 0 |  | 0 | 0 | 0 | 0 | 0 | 0 | 0 | a= | -0.38627 | -0.38627
0.050449 | 0 | 0 | 0 |  | 0 | 0 | 0 | 0 | 0 | 0 | 0 | b= | 11.1435
0.77161 | 0 | 0 | 0 |  | 0 | 0 | 0 | 0 | 0 | 0 | 0 | c= | 2.373
0.61017 | 0 | 0 | 0 |  | 0 | 0 | 0 | 0 | 0 | 0 | 0 | y= | -0.38627 | X^2 | + | 11.1435 | x | + | 2.373
0.89541 | 0 | 0 | 0 |  | 0 | 0 | 0 | 0 | 0 | 0 | 0 | R2= | 0.99446
0.35174 | 0 | 0 | 0 |  | 0 | 0 | 0 | 0 | 0 | 0 | 0
0.33893 | 0 | 0 | 0 |  | 0 | 0 | 0 | 0 | 0 | 0 | 0 |  | Calculation of R2
0.14055 | 0 | 0 | 0 |  | 0 | 0 | 0 | 0 | 0 | 0 | 0 |  | ?(Y-meany)^2 | PredY |  | ?(Y-PredY)^2 |  | ?(meanY-PredY)^2
0.13713 | 0 | 0 | 0 |  | 0 | 0 | 0 | 0 | 0 | 0 | 0 |  | 726.602 | 23.1148 |  | 0.97053 |  | 780.6834
0.55121 | 0 | 0 | 0 |  | 0 | 0 | 0 | 0 | 0 | 0 | 0 |  | 398.2242 | 32.3269 |  | 1.5054 |  | 350.7608
0.6483 | 0 | 0 | 0 |  | 0 | 0 | 0 | 0 | 0 | 0 | 0 |  | 91.3086 | 40.7665 |  | 0.53801 |  | 105.8645
0.81847 | 0 | 0 | 0 |  | 0 | 0 | 0 | 0 | 0 | 0 | 0 |  | 25.5586 | 48.4335 |  | 5.922 |  | 6.8751
0.71567 | 0 | 0 | 0 |  | 0 | 0 | 0 | 0 | 0 | 0 | 0 |  | 23.4686 | 55.328 |  | 0.32719 |  | 18.2537
0.8164 | 0 | 0 | 0 |  | 0 | 0 | 0 | 0 | 0 | 0 | 0 |  | 23.4686 | 55.328 |  | 0.32719 |  | 18.2537
0.82093 | 0 | 0 | 0 |  | 0 | 0 | 0 | 0 | 0 | 0 | 0 |  | 142.6698 | 61.4499 |  | 2.4028 |  | 108.0428
0.89504 | 0 | 0 | 0 |  | 0 | 0 | 0 | 0 | 0 | 0 | 0 |  | 397.7809 | 71.3761 |  | 0.14148 |  | 412.9261
0.58095 | 0 | 0 | 0 |  | 0 | 0 | 0 | 0 | 0 | 0 | 0 |  | 397.7809 | 71.3761 |  | 0.14148 |  | 412.9261
0.95469 | 0 | 0 | 0 |  | 0 | 0 | 0 | 0 | 0 | 0 | 0 |  | 0 | 0 |  | 0 |  | 0
0.46575 | 0 | 0 | 0 |  | 0 | 0 | 0 | 0 | 0 | 0 | 0 |  | 0 | 0 |  | 0 |  | 0
0.13951 | 0 | 0 | 0 |  | 0 | 0 | 0 | 0 | 0 | 0 | 0 |  | 0 | 0 |  | 0 |  | 0
0.18988 | 0 | 0 | 0 |  | 0 | 0 | 0 | 0 | 0 | 0 | 0 |  | 0 | 0 |  | 0 |  | 0
0.94937 | 0 | 0 | 0 |  | 0 | 0 | 0 | 0 | 0 | 0 | 0 |  | 0 | 0 |  | 0 |  | 0
[13 empty] | 0 | 0 |  | 0 |  | 0
[13 empty] | 0 | 0 |  | 0 |  | 0
[13 empty] | 0 | 0 |  | 0 |  | 0
[13 empty] | 0 | 0 |  | 0 |  | 0
[13 empty] | 0 | 0 |  | 0 |  | 0
[13 empty] | 0 | 0 |  | 0 |  | 0
[13 empty] | 0 | 0 |  | 0 |  | 0
[13 empty] | 0 | 0 |  | 0 |  | 0
[13 empty] | 0 | 0 |  | 0 |  | 0
[13 empty] | 0 | 0 |  | 0 |  | 0
[13 empty] | 0 | 0 |  | 0 |  | 0
[13 empty] | 0 | 0 |  | 0 |  | 0
[13 empty] | 0 | 0 |  | 0 |  | 0
[13 empty] | 0 | 0 |  | 0 |  | 0
[13 empty] | 0 | 0 |  | 0 |  | 0
[13 empty] | 0 | 0 |  | 0 |  | 0
[13 empty] | 0 | 0 |  | 0 |  | 0
[13 empty] | 0 | 0 |  | 0 |  | 0
[13 empty] | 0 | 0 |  | 0 |  | 0
[13 empty] | 0 | 0 |  | 0 |  | 0
[13 empty] | 0 | 0 |  | 0 |  | 0
[13 empty] | 0 | 0 |  | 0 |  | 0
[13 empty] | 2226.8622 | 459.5 |  | 12.2761 |  | 2214.5862

## Sheet43
bootstrap selection | Standards | Instrument readings | Reading of the unknown | Calculated concentration | X | Y | X*Y | X*X | X^3 | X^4 | X^2y
0.82237 | 2 | 24.1 | 0 |  | 2 | 24.1 | 48.2 | 4 | 8 | 16 | 96.4
0.16249 | 2 | 24.1 | 0 |  | 2 | 24.1 | 48.2 | 4 | 8 | 16 | 96.4
0.60564 | 4 | 41.5 | 0 |  | 4 | 41.5 | 166 | 16 | 64 | 256 | 664
0.33706 | 4 | 41.5 | 0 |  | 4 | 41.5 | 166 | 16 | 64 | 256 | 664
0.29978 | 5 | 46 | 0 |  | 5 | 46 | 230 | 25 | 125 | 625 | 1150
0.50655 | 7 | 63 | 0 |  | 7 | 63 | 441 | 49 | 343 | 2401 | 3087
0.3025 | 7 | 63 | 0 |  | 7 | 63 | 441 | 49 | 343 | 2401 | 3087
0.65146 | 9 | 71 | 0 |  | 9 | 71 | 639 | 81 | 729 | 6561 | 5751
0.70941 | 0 | 0 | 0 |  | 0 | 0 | 0 | 0 | 0 | 0 | 0
0.39075 | 0 | 0 | 0 |  | 0 | 0 | 0 | 0 | 0 | 0 | 0
0.61125 | 0 | 0 | 0 |  | 0 | 0 | 0 | 0 | 0 | 0 | 0
0.096695 | 0 | 0 | 0 |  | 0 | 0 | 0 | 0 | 0 | 0 | 0
0.081273 | 0 | 0 | 0 |  | 0 | 0 | 0 | 0 | 0 | 0 | 0
0.099644 | 0 | 0 | 0 |  | 0 | 0 | 0 | 0 | 0 | 0 | 0
0.9725 | 0 | 0 | 0 |  | 0 | 0 | 0 | 0 | 0 | 0 | 0
0.47139 | 0 | 0 | 0 |  | 0 | 0 | 0 | 0 | 0 | 0 | 0
0.15482 | 0 | 0 | 0 |  | 0 | 0 | 0 | 0 | 0 | 0 | 0 | Calculations of the coefficients a,b, and c of the best-fit parabola y=ax^2+bx+c
0.57284 | 0 | 0 | 0 |  | 0 | 0 | 0 | 0 | 0 | 0 | 0 | sums | sumx | sumy | sumxy | sumx2 | sumx3 | sumx4 | sumx2y
0.32449 | 0 | 0 | 0 |  | 0 | 0 | 0 | 0 | 0 | 0 | 0 |  | ?X | ?Y | ?(X*Y) | ?(X*X) | ?(X^3) | ?(X^4) | ?(X^2)*y
0.31375 | 0 | 0 | 0 |  | 0 | 0 | 0 | 0 | 0 | 0 | 0 |  | 40 | 374.2 | 2179.4 | 244 | 1684 | 12532 | 14595.8
0.47042 | 0 | 0 | 0 |  | 0 | 0 | 0 | 0 | 0 | 0 | 0 | n | 9 | (number of points (n)
0.60628 | 0 | 0 | 0 |  | 0 | 0 | 0 | 0 | 0 | 0 | 0
0.75606 | 0 | 0 | 0 |  | 0 | 0 | 0 | 0 | 0 | 0 | 0 | D | 291264 | Denominator (D)
0.030474 | 0 | 0 | 0 |  | 0 | 0 | 0 | 0 | 0 | 0 | 0 | a= | -0.45733 | -0.45733
0.57499 | 0 | 0 | 0 |  | 0 | 0 | 0 | 0 | 0 | 0 | 0 | b= | 11.9369
0.06669 | 0 | 0 | 0 |  | 0 | 0 | 0 | 0 | 0 | 0 | 0 | c= | 0.92386
0.84132 | 0 | 0 | 0 |  | 0 | 0 | 0 | 0 | 0 | 0 | 0 | y= | -0.45733 | X^2 | + | 11.9369 | x | + | 0.92386
0.0613 | 0 | 0 | 0 |  | 0 | 0 | 0 | 0 | 0 | 0 | 0 | R2= | 0.99628
0.096216 | 0 | 0 | 0 |  | 0 | 0 | 0 | 0 | 0 | 0 | 0
0.99155 | 0 | 0 | 0 |  | 0 | 0 | 0 | 0 | 0 | 0 | 0 |  | Calculation of R2
0.46987 | 0 | 0 | 0 |  | 0 | 0 | 0 | 0 | 0 | 0 | 0 |  | ?(Y-meany)^2 | PredY |  | ?(Y-PredY)^2 |  | ?(meanY-PredY)^2
0.90231 | 0 | 0 | 0 |  | 0 | 0 | 0 | 0 | 0 | 0 | 0 |  | 305.4727 | 22.9683 |  | 1.2808 |  | 346.3142
0.057972 | 0 | 0 | 0 |  | 0 | 0 | 0 | 0 | 0 | 0 | 0 |  | 305.4727 | 22.9683 |  | 1.2808 |  | 346.3142
0.061509 | 0 | 0 | 0 |  | 0 | 0 | 0 | 0 | 0 | 0 | 0 |  | 0.0060494 | 41.354 |  | 0.021319 |  | 0.050082
0.86268 | 0 | 0 | 0 |  | 0 | 0 | 0 | 0 | 0 | 0 | 0 |  | 0.0060494 | 41.354 |  | 0.021319 |  | 0.050082
0.02058 | 0 | 0 | 0 |  | 0 | 0 | 0 | 0 | 0 | 0 | 0 |  | 19.556 | 49.1749 |  | 10.0797 |  | 57.7155
0.59988 | 0 | 0 | 0 |  | 0 | 0 | 0 | 0 | 0 | 0 | 0 |  | 458.9116 | 62.0726 |  | 0.86011 |  | 420.0368
0.19106 | 0 | 0 | 0 |  | 0 | 0 | 0 | 0 | 0 | 0 | 0 |  | 458.9116 | 62.0726 |  | 0.86011 |  | 420.0368
0.1592 | 0 | 0 | 0 |  | 0 | 0 | 0 | 0 | 0 | 0 | 0 |  | 865.6672 | 71.3116 |  | 0.097116 |  | 884.1023
0.76094 | 0 | 0 | 0 |  | 0 | 0 | 0 | 0 | 0 | 0 | 0 |  | 1728.7116 | 0.92386 |  | 0.85352 |  | 1652.7408
0.5553 | 0 | 0 | 0 |  | 0 | 0 | 0 | 0 | 0 | 0 | 0 |  | 0 | 0 |  | 0 |  | 0
0.31084 | 0 | 0 | 0 |  | 0 | 0 | 0 | 0 | 0 | 0 | 0 |  | 0 | 0 |  | 0 |  | 0
0.95232 | 0 | 0 | 0 |  | 0 | 0 | 0 | 0 | 0 | 0 | 0 |  | 0 | 0 |  | 0 |  | 0
0.18196 | 0 | 0 | 0 |  | 0 | 0 | 0 | 0 | 0 | 0 | 0 |  | 0 | 0 |  | 0 |  | 0
0.82357 | 0 | 0 | 0 |  | 0 | 0 | 0 | 0 | 0 | 0 | 0 |  | 0 | 0 |  | 0 |  | 0
[13 empty] | 0 | 0 |  | 0 |  | 0
[13 empty] | 0 | 0 |  | 0 |  | 0
[13 empty] | 0 | 0 |  | 0 |  | 0
[13 empty] | 0 | 0 |  | 0 |  | 0
[13 empty] | 0 | 0 |  | 0 |  | 0
[13 empty] | 0 | 0 |  | 0 |  | 0
[13 empty] | 0 | 0 |  | 0 |  | 0
[13 empty] | 0 | 0 |  | 0 |  | 0
[13 empty] | 0 | 0 |  | 0 |  | 0
[13 empty] | 0 | 0 |  | 0 |  | 0
[13 empty] | 0 | 0 |  | 0 |  | 0
[13 empty] | 0 | 0 |  | 0 |  | 0
[13 empty] | 0 | 0 |  | 0 |  | 0
[13 empty] | 0 | 0 |  | 0 |  | 0
[13 empty] | 0 | 0 |  | 0 |  | 0
[13 empty] | 0 | 0 |  | 0 |  | 0
[13 empty] | 0 | 0 |  | 0 |  | 0
[13 empty] | 0 | 0 |  | 0 |  | 0
[13 empty] | 0 | 0 |  | 0 |  | 0
[13 empty] | 0 | 0 |  | 0 |  | 0
[13 empty] | 0 | 0 |  | 0 |  | 0
[13 empty] | 0 | 0 |  | 0 |  | 0
[13 empty] | 4142.7156 | 374.2 |  | 15.3549 |  | 4127.3607

## Sheet44
bootstrap selection | Standards | Instrument readings | Reading of the unknown | Calculated concentration | X | Y | X*Y | X*X | X^3 | X^4 | X^2y
0.92897 | 2 | 24.1 | 0 |  | 2 | 24.1 | 48.2 | 4 | 8 | 16 | 96.4
0.92653 | 3 | 31.1 | 0 |  | 3 | 31.1 | 93.3 | 9 | 27 | 81 | 279.9
0.66108 | 4 | 41.5 | 0 |  | 4 | 41.5 | 166 | 16 | 64 | 256 | 664
0.39579 | 4 | 41.5 | 0 |  | 4 | 41.5 | 166 | 16 | 64 | 256 | 664
0.83345 | 6 | 55.9 | 0 |  | 6 | 55.9 | 335.4 | 36 | 216 | 1296 | 2012.4
0.73178 | 7 | 63 | 0 |  | 7 | 63 | 441 | 49 | 343 | 2401 | 3087
0.34588 | 7 | 63 | 0 |  | 7 | 63 | 441 | 49 | 343 | 2401 | 3087
0.50373 | 9 | 71 | 0 |  | 9 | 71 | 639 | 81 | 729 | 6561 | 5751
0.34442 | 9 | 71 | 0 |  | 9 | 71 | 639 | 81 | 729 | 6561 | 5751
0.71327 | 0 | 0 | 0 |  | 0 | 0 | 0 | 0 | 0 | 0 | 0
0.98983 | 0 | 0 | 0 |  | 0 | 0 | 0 | 0 | 0 | 0 | 0
0.29667 | 0 | 0 | 0 |  | 0 | 0 | 0 | 0 | 0 | 0 | 0
0.78232 | 0 | 0 | 0 |  | 0 | 0 | 0 | 0 | 0 | 0 | 0
0.20754 | 0 | 0 | 0 |  | 0 | 0 | 0 | 0 | 0 | 0 | 0
0.1198 | 0 | 0 | 0 |  | 0 | 0 | 0 | 0 | 0 | 0 | 0
0.77408 | 0 | 0 | 0 |  | 0 | 0 | 0 | 0 | 0 | 0 | 0
0.60142 | 0 | 0 | 0 |  | 0 | 0 | 0 | 0 | 0 | 0 | 0 | Calculations of the coefficients a,b, and c of the best-fit parabola y=ax^2+bx+c
0.63852 | 0 | 0 | 0 |  | 0 | 0 | 0 | 0 | 0 | 0 | 0 | sums | sumx | sumy | sumxy | sumx2 | sumx3 | sumx4 | sumx2y
0.38179 | 0 | 0 | 0 |  | 0 | 0 | 0 | 0 | 0 | 0 | 0 |  | ?X | ?Y | ?(X*Y) | ?(X*X) | ?(X^3) | ?(X^4) | ?(X^2)*y
0.63345 | 0 | 0 | 0 |  | 0 | 0 | 0 | 0 | 0 | 0 | 0 |  | 51 | 462.1 | 2968.9 | 341 | 2523 | 19829 | 21392.7
0.083167 | 0 | 0 | 0 |  | 0 | 0 | 0 | 0 | 0 | 0 | 0 | n | 9 | (number of points (n)
0.23706 | 0 | 0 | 0 |  | 0 | 0 | 0 | 0 | 0 | 0 | 0
0.60559 | 0 | 0 | 0 |  | 0 | 0 | 0 | 0 | 0 | 0 | 0 | D | 93376 | Denominator (D)
0.8373 | 0 | 0 | 0 |  | 0 | 0 | 0 | 0 | 0 | 0 | 0 | a= | -0.47706 | -0.47706
0.74003 | 0 | 0 | 0 |  | 0 | 0 | 0 | 0 | 0 | 0 | 0 | b= | 12.156
0.84345 | 0 | 0 | 0 |  | 0 | 0 | 0 | 0 | 0 | 0 | 0 | c= | 0.5353
0.29457 | 0 | 0 | 0 |  | 0 | 0 | 0 | 0 | 0 | 0 | 0 | y= | -0.47706 | X^2 | + | 12.156 | x | + | 0.5353
0.19128 | 0 | 0 | 0 |  | 0 | 0 | 0 | 0 | 0 | 0 | 0 | R2= | 0.99776
0.47546 | 0 | 0 | 0 |  | 0 | 0 | 0 | 0 | 0 | 0 | 0
0.35027 | 0 | 0 | 0 |  | 0 | 0 | 0 | 0 | 0 | 0 | 0 |  | Calculation of R2
0.18282 | 0 | 0 | 0 |  | 0 | 0 | 0 | 0 | 0 | 0 | 0 |  | ?(Y-meany)^2 | PredY |  | ?(Y-PredY)^2 |  | ?(meanY-PredY)^2
0.41128 | 0 | 0 | 0 |  | 0 | 0 | 0 | 0 | 0 | 0 | 0 |  | 742.2598 | 22.9392 |  | 1.3475 |  | 806.8596
0.39068 | 0 | 0 | 0 |  | 0 | 0 | 0 | 0 | 0 | 0 | 0 |  | 409.8375 | 32.7099 |  | 2.5919 |  | 347.2448
0.1516 | 0 | 0 | 0 |  | 0 | 0 | 0 | 0 | 0 | 0 | 0 |  | 96.9131 | 41.5266 |  | 0.00070722 |  | 96.3902
0.30294 | 0 | 0 | 0 |  | 0 | 0 | 0 | 0 | 0 | 0 | 0 |  | 96.9131 | 41.5266 |  | 0.00070722 |  | 96.3902
0.40128 | 0 | 0 | 0 |  | 0 | 0 | 0 | 0 | 0 | 0 | 0 |  | 20.7531 | 56.2976 |  | 0.15806 |  | 24.5334
0.79588 | 0 | 0 | 0 |  | 0 | 0 | 0 | 0 | 0 | 0 | 0 |  | 135.852 | 62.2519 |  | 0.55968 |  | 118.9723
0.38135 | 0 | 0 | 0 |  | 0 | 0 | 0 | 0 | 0 | 0 | 0 |  | 135.852 | 62.2519 |  | 0.55968 |  | 118.9723
0.14382 | 0 | 0 | 0 |  | 0 | 0 | 0 | 0 | 0 | 0 | 0 |  | 386.3409 | 71.2982 |  | 0.088914 |  | 398.1517
0.67652 | 0 | 0 | 0 |  | 0 | 0 | 0 | 0 | 0 | 0 | 0 |  | 386.3409 | 71.2982 |  | 0.088914 |  | 398.1517
0.019958 | 0 | 0 | 0 |  | 0 | 0 | 0 | 0 | 0 | 0 | 0 |  | 0 | 0 |  | 0 |  | 0
0.11947 | 0 | 0 | 0 |  | 0 | 0 | 0 | 0 | 0 | 0 | 0 |  | 0 | 0 |  | 0 |  | 0
0.64704 | 0 | 0 | 0 |  | 0 | 0 | 0 | 0 | 0 | 0 | 0 |  | 0 | 0 |  | 0 |  | 0
0.38622 | 0 | 0 | 0 |  | 0 | 0 | 0 | 0 | 0 | 0 | 0 |  | 0 | 0 |  | 0 |  | 0
0.67223 | 0 | 0 | 0 |  | 0 | 0 | 0 | 0 | 0 | 0 | 0 |  | 0 | 0 |  | 0 |  | 0
[13 empty] | 0 | 0 |  | 0 |  | 0
[13 empty] | 0 | 0 |  | 0 |  | 0
[13 empty] | 0 | 0 |  | 0 |  | 0
[13 empty] | 0 | 0 |  | 0 |  | 0
[13 empty] | 0 | 0 |  | 0 |  | 0
[13 empty] | 0 | 0 |  | 0 |  | 0
[13 empty] | 0 | 0 |  | 0 |  | 0
[13 empty] | 0 | 0 |  | 0 |  | 0
[13 empty] | 0 | 0 |  | 0 |  | 0
[13 empty] | 0 | 0 |  | 0 |  | 0
[13 empty] | 0 | 0 |  | 0 |  | 0
[13 empty] | 0 | 0 |  | 0 |  | 0
[13 empty] | 0 | 0 |  | 0 |  | 0
[13 empty] | 0 | 0 |  | 0 |  | 0
[13 empty] | 0 | 0 |  | 0 |  | 0
[13 empty] | 0 | 0 |  | 0 |  | 0
[13 empty] | 0 | 0 |  | 0 |  | 0
[13 empty] | 0 | 0 |  | 0 |  | 0
[13 empty] | 0 | 0 |  | 0 |  | 0
[13 empty] | 0 | 0 |  | 0 |  | 0
[13 empty] | 0 | 0 |  | 0 |  | 0
[13 empty] | 0 | 0 |  | 0 |  | 0
[13 empty] | 2411.0622 | 462.1 |  | 5.3961 |  | 2405.6661

## Sheet45
bootstrap selection | Standards | Instrument readings | Reading of the unknown | Calculated concentration | X | Y | X*Y | X*X | X^3 | X^4 | X^2y
0.69595 | 2 | 24.1 | 0 |  | 2 | 24.1 | 48.2 | 4 | 8 | 16 | 96.4
0.081271 | 2 | 24.1 | 0 |  | 2 | 24.1 | 48.2 | 4 | 8 | 16 | 96.4
0.045185 | 3 | 31.1 | 0 |  | 3 | 31.1 | 93.3 | 9 | 27 | 81 | 279.9
0.60139 | 5 | 46 | 0 |  | 5 | 46 | 230 | 25 | 125 | 625 | 1150
0.61346 | 6 | 55.9 | 0 |  | 6 | 55.9 | 335.4 | 36 | 216 | 1296 | 2012.4
0.60451 | 7 | 63 | 0 |  | 7 | 63 | 441 | 49 | 343 | 2401 | 3087
0.7293 | 8 | 65.12 | 0 |  | 8 | 65.12 | 520.96 | 64 | 512 | 4096 | 4167.68
0.73638 | 9 | 71 | 0 |  | 9 | 71 | 639 | 81 | 729 | 6561 | 5751
0.040249 | 9 | 71 | 0 |  | 9 | 71 | 639 | 81 | 729 | 6561 | 5751
0.9684 | 0 | 0 | 0 |  | 0 | 0 | 0 | 0 | 0 | 0 | 0
0.79874 | 0 | 0 | 0 |  | 0 | 0 | 0 | 0 | 0 | 0 | 0
0.86795 | 0 | 0 | 0 |  | 0 | 0 | 0 | 0 | 0 | 0 | 0
0.025559 | 0 | 0 | 0 |  | 0 | 0 | 0 | 0 | 0 | 0 | 0
0.85237 | 0 | 0 | 0 |  | 0 | 0 | 0 | 0 | 0 | 0 | 0
0.23199 | 0 | 0 | 0 |  | 0 | 0 | 0 | 0 | 0 | 0 | 0
0.54954 | 0 | 0 | 0 |  | 0 | 0 | 0 | 0 | 0 | 0 | 0
0.16623 | 0 | 0 | 0 |  | 0 | 0 | 0 | 0 | 0 | 0 | 0 | Calculations of the coefficients a,b, and c of the best-fit parabola y=ax^2+bx+c
0.33901 | 0 | 0 | 0 |  | 0 | 0 | 0 | 0 | 0 | 0 | 0 | sums | sumx | sumy | sumxy | sumx2 | sumx3 | sumx4 | sumx2y
0.8827 | 0 | 0 | 0 |  | 0 | 0 | 0 | 0 | 0 | 0 | 0 |  | ?X | ?Y | ?(X*Y) | ?(X*X) | ?(X^3) | ?(X^4) | ?(X^2)*y
0.2606 | 0 | 0 | 0 |  | 0 | 0 | 0 | 0 | 0 | 0 | 0 |  | 51 | 451.32 | 2995.06 | 353 | 2697 | 21653 | 22391.78
0.55941 | 0 | 0 | 0 |  | 0 | 0 | 0 | 0 | 0 | 0 | 0 | n | 9 | (number of points (n)
0.76369 | 0 | 0 | 0 |  | 0 | 0 | 0 | 0 | 0 | 0 | 0
0.30353 | 0 | 0 | 0 |  | 0 | 0 | 0 | 0 | 0 | 0 | 0 | D | 129052 | Denominator (D)
0.0099213 | 0 | 0 | 0 |  | 0 | 0 | 0 | 0 | 0 | 0 | 0 | a= | -0.32687 | -0.32687
0.44605 | 0 | 0 | 0 |  | 0 | 0 | 0 | 0 | 0 | 0 | 0 | b= | 10.3953
0.802 | 0 | 0 | 0 |  | 0 | 0 | 0 | 0 | 0 | 0 | 0 | c= | 4.0606
0.18323 | 0 | 0 | 0 |  | 0 | 0 | 0 | 0 | 0 | 0 | 0 | y= | -0.32687 | X^2 | + | 10.3953 | x | + | 4.0606
0.83891 | 0 | 0 | 0 |  | 0 | 0 | 0 | 0 | 0 | 0 | 0 | R2= | 0.99559
0.49697 | 0 | 0 | 0 |  | 0 | 0 | 0 | 0 | 0 | 0 | 0
0.68085 | 0 | 0 | 0 |  | 0 | 0 | 0 | 0 | 0 | 0 | 0 |  | Calculation of R2
0.1789 | 0 | 0 | 0 |  | 0 | 0 | 0 | 0 | 0 | 0 | 0 |  | ?(Y-meany)^2 | PredY |  | ?(Y-PredY)^2 |  | ?(meanY-PredY)^2
0.85682 | 0 | 0 | 0 |  | 0 | 0 | 0 | 0 | 0 | 0 | 0 |  | 678.4288 | 23.5437 |  | 0.30952 |  | 707.7201
0.91823 | 0 | 0 | 0 |  | 0 | 0 | 0 | 0 | 0 | 0 | 0 |  | 678.4288 | 23.5437 |  | 0.30952 |  | 707.7201
0.16442 | 0 | 0 | 0 |  | 0 | 0 | 0 | 0 | 0 | 0 | 0 |  | 362.7755 | 32.3046 |  | 1.451 |  | 318.3397
0.11984 | 0 | 0 | 0 |  | 0 | 0 | 0 | 0 | 0 | 0 | 0 |  | 17.1948 | 47.8653 |  | 3.4792 |  | 5.2048
0.025113 | 0 | 0 | 0 |  | 0 | 0 | 0 | 0 | 0 | 0 | 0 |  | 33.1008 | 54.665 |  | 1.5252 |  | 20.4153
0.49358 | 0 | 0 | 0 |  | 0 | 0 | 0 | 0 | 0 | 0 | 0 |  | 165.2082 | 60.811 |  | 4.7918 |  | 113.7278
0.92532 | 0 | 0 | 0 |  | 0 | 0 | 0 | 0 | 0 | 0 | 0 |  | 224.2007 | 66.3033 |  | 1.4001 |  | 261.0355
0.64934 | 0 | 0 | 0 |  | 0 | 0 | 0 | 0 | 0 | 0 | 0 |  | 434.8615 | 71.1418 |  | 0.020106 |  | 440.7955
0.43481 | 0 | 0 | 0 |  | 0 | 0 | 0 | 0 | 0 | 0 | 0 |  | 434.8615 | 71.1418 |  | 0.020106 |  | 440.7955
0.99305 | 0 | 0 | 0 |  | 0 | 0 | 0 | 0 | 0 | 0 | 0 |  | 0 | 0 |  | 0 |  | 0
0.93978 | 0 | 0 | 0 |  | 0 | 0 | 0 | 0 | 0 | 0 | 0 |  | 0 | 0 |  | 0 |  | 0
0.88931 | 0 | 0 | 0 |  | 0 | 0 | 0 | 0 | 0 | 0 | 0 |  | 0 | 0 |  | 0 |  | 0
0.54998 | 0 | 0 | 0 |  | 0 | 0 | 0 | 0 | 0 | 0 | 0 |  | 0 | 0 |  | 0 |  | 0
0.51988 | 0 | 0 | 0 |  | 0 | 0 | 0 | 0 | 0 | 0 | 0 |  | 0 | 0 |  | 0 |  | 0
[13 empty] | 0 | 0 |  | 0 |  | 0
[13 empty] | 0 | 0 |  | 0 |  | 0
[13 empty] | 0 | 0 |  | 0 |  | 0
[13 empty] | 0 | 0 |  | 0 |  | 0
[13 empty] | 0 | 0 |  | 0 |  | 0
[13 empty] | 0 | 0 |  | 0 |  | 0
[13 empty] | 0 | 0 |  | 0 |  | 0
[13 empty] | 0 | 0 |  | 0 |  | 0
[13 empty] | 0 | 0 |  | 0 |  | 0
[13 empty] | 0 | 0 |  | 0 |  | 0
[13 empty] | 0 | 0 |  | 0 |  | 0
[13 empty] | 0 | 0 |  | 0 |  | 0
[13 empty] | 0 | 0 |  | 0 |  | 0
[13 empty] | 0 | 0 |  | 0 |  | 0
[13 empty] | 0 | 0 |  | 0 |  | 0
[13 empty] | 0 | 0 |  | 0 |  | 0
[13 empty] | 0 | 0 |  | 0 |  | 0
[13 empty] | 0 | 0 |  | 0 |  | 0
[13 empty] | 0 | 0 |  | 0 |  | 0
[13 empty] | 0 | 0 |  | 0 |  | 0
[13 empty] | 0 | 0 |  | 0 |  | 0
[13 empty] | 0 | 0 |  | 0 |  | 0
[13 empty] | 3029.0608 | 451.32 |  | 13.3066 |  | 3015.7542

## Sheet46
bootstrap selection | Standards | Instrument readings | Reading of the unknown | Calculated concentration | X | Y | X*Y | X*X | X^3 | X^4 | X^2y
0.64704 | 2 | 24.1 | 0 |  | 2 | 24.1 | 48.2 | 4 | 8 | 16 | 96.4
0.2047 | 2 | 24.1 | 0 |  | 2 | 24.1 | 48.2 | 4 | 8 | 16 | 96.4
0.99633 | 4 | 41.5 | 0 |  | 4 | 41.5 | 166 | 16 | 64 | 256 | 664
0.55066 | 5 | 46 | 0 |  | 5 | 46 | 230 | 25 | 125 | 625 | 1150
0.82311 | 6 | 55.9 | 0 |  | 6 | 55.9 | 335.4 | 36 | 216 | 1296 | 2012.4
0.29051 | 6 | 55.9 | 0 |  | 6 | 55.9 | 335.4 | 36 | 216 | 1296 | 2012.4
0.026941 | 7 | 63 | 0 |  | 7 | 63 | 441 | 49 | 343 | 2401 | 3087
0.72046 | 9 | 71 | 0 |  | 9 | 71 | 639 | 81 | 729 | 6561 | 5751
0.82041 | 0 | 0 | 0 |  | 0 | 0 | 0 | 0 | 0 | 0 | 0
0.058601 | 0 | 0 | 0 |  | 0 | 0 | 0 | 0 | 0 | 0 | 0
0.87951 | 0 | 0 | 0 |  | 0 | 0 | 0 | 0 | 0 | 0 | 0
0.9912 | 0 | 0 | 0 |  | 0 | 0 | 0 | 0 | 0 | 0 | 0
0.85773 | 0 | 0 | 0 |  | 0 | 0 | 0 | 0 | 0 | 0 | 0
0.40709 | 0 | 0 | 0 |  | 0 | 0 | 0 | 0 | 0 | 0 | 0
0.52182 | 0 | 0 | 0 |  | 0 | 0 | 0 | 0 | 0 | 0 | 0
0.61061 | 0 | 0 | 0 |  | 0 | 0 | 0 | 0 | 0 | 0 | 0
0.40401 | 0 | 0 | 0 |  | 0 | 0 | 0 | 0 | 0 | 0 | 0 | Calculations of the coefficients a,b, and c of the best-fit parabola y=ax^2+bx+c
0.40825 | 0 | 0 | 0 |  | 0 | 0 | 0 | 0 | 0 | 0 | 0 | sums | sumx | sumy | sumxy | sumx2 | sumx3 | sumx4 | sumx2y
0.78313 | 0 | 0 | 0 |  | 0 | 0 | 0 | 0 | 0 | 0 | 0 |  | ?X | ?Y | ?(X*Y) | ?(X*X) | ?(X^3) | ?(X^4) | ?(X^2)*y
0.73443 | 0 | 0 | 0 |  | 0 | 0 | 0 | 0 | 0 | 0 | 0 |  | 41 | 381.5 | 2243.2 | 251 | 1709 | 12467 | 14869.6
0.095942 | 0 | 0 | 0 |  | 0 | 0 | 0 | 0 | 0 | 0 | 0 | n | 9 | (number of points (n)
0.7537 | 0 | 0 | 0 |  | 0 | 0 | 0 | 0 | 0 | 0 | 0
0.74726 | 0 | 0 | 0 |  | 0 | 0 | 0 | 0 | 0 | 0 | 0 | D | 281184 | Denominator (D)
0.14666 | 0 | 0 | 0 |  | 0 | 0 | 0 | 0 | 0 | 0 | 0 | a= | -0.45101 | -0.45101
0.84806 | 0 | 0 | 0 |  | 0 | 0 | 0 | 0 | 0 | 0 | 0 | b= | 11.839
0.35233 | 0 | 0 | 0 |  | 0 | 0 | 0 | 0 | 0 | 0 | 0 | c= | 1.0338
0.6561 | 0 | 0 | 0 |  | 0 | 0 | 0 | 0 | 0 | 0 | 0 | y= | -0.45101 | X^2 | + | 11.839 | x | + | 1.0338
0.79259 | 0 | 0 | 0 |  | 0 | 0 | 0 | 0 | 0 | 0 | 0 | R2= | 0.99652
0.3615 | 0 | 0 | 0 |  | 0 | 0 | 0 | 0 | 0 | 0 | 0
0.028069 | 0 | 0 | 0 |  | 0 | 0 | 0 | 0 | 0 | 0 | 0 |  | Calculation of R2
0.58551 | 0 | 0 | 0 |  | 0 | 0 | 0 | 0 | 0 | 0 | 0 |  | ?(Y-meany)^2 | PredY |  | ?(Y-PredY)^2 |  | ?(meanY-PredY)^2
0.19023 | 0 | 0 | 0 |  | 0 | 0 | 0 | 0 | 0 | 0 | 0 |  | 334.4835 | 22.9078 |  | 1.4213 |  | 379.5128
0.56846 | 0 | 0 | 0 |  | 0 | 0 | 0 | 0 | 0 | 0 | 0 |  | 334.4835 | 22.9078 |  | 1.4213 |  | 379.5128
0.64683 | 0 | 0 | 0 |  | 0 | 0 | 0 | 0 | 0 | 0 | 0 |  | 0.79012 | 41.1737 |  | 0.10648 |  | 1.4767
0.94307 | 0 | 0 | 0 |  | 0 | 0 | 0 | 0 | 0 | 0 | 0 |  | 13.0401 | 48.9536 |  | 8.7237 |  | 43.0953
0.5107 | 0 | 0 | 0 |  | 0 | 0 | 0 | 0 | 0 | 0 | 0 |  | 182.5501 | 55.8315 |  | 0.0046952 |  | 180.7032
0.14035 | 0 | 0 | 0 |  | 0 | 0 | 0 | 0 | 0 | 0 | 0 |  | 182.5501 | 55.8315 |  | 0.0046952 |  | 180.7032
0.3686 | 0 | 0 | 0 |  | 0 | 0 | 0 | 0 | 0 | 0 | 0 |  | 424.8179 | 61.8073 |  | 1.4224 |  | 377.0763
0.74469 | 0 | 0 | 0 |  | 0 | 0 | 0 | 0 | 0 | 0 | 0 |  | 818.5957 | 71.053 |  | 0.0028086 |  | 821.631
0.28998 | 0 | 0 | 0 |  | 0 | 0 | 0 | 0 | 0 | 0 | 0 |  | 1796.8179 | 1.0338 |  | 1.0688 |  | 1710.2413
0.86692 | 0 | 0 | 0 |  | 0 | 0 | 0 | 0 | 0 | 0 | 0 |  | 0 | 0 |  | 0 |  | 0
0.34604 | 0 | 0 | 0 |  | 0 | 0 | 0 | 0 | 0 | 0 | 0 |  | 0 | 0 |  | 0 |  | 0
0.84163 | 0 | 0 | 0 |  | 0 | 0 | 0 | 0 | 0 | 0 | 0 |  | 0 | 0 |  | 0 |  | 0
0.12134 | 0 | 0 | 0 |  | 0 | 0 | 0 | 0 | 0 | 0 | 0 |  | 0 | 0 |  | 0 |  | 0
0.01149 | 0 | 0 | 0 |  | 0 | 0 | 0 | 0 | 0 | 0 | 0 |  | 0 | 0 |  | 0 |  | 0
[13 empty] | 0 | 0 |  | 0 |  | 0
[13 empty] | 0 | 0 |  | 0 |  | 0
[13 empty] | 0 | 0 |  | 0 |  | 0
[13 empty] | 0 | 0 |  | 0 |  | 0
[13 empty] | 0 | 0 |  | 0 |  | 0
[13 empty] | 0 | 0 |  | 0 |  | 0
[13 empty] | 0 | 0 |  | 0 |  | 0
[13 empty] | 0 | 0 |  | 0 |  | 0
[13 empty] | 0 | 0 |  | 0 |  | 0
[13 empty] | 0 | 0 |  | 0 |  | 0
[13 empty] | 0 | 0 |  | 0 |  | 0
[13 empty] | 0 | 0 |  | 0 |  | 0
[13 empty] | 0 | 0 |  | 0 |  | 0
[13 empty] | 0 | 0 |  | 0 |  | 0
[13 empty] | 0 | 0 |  | 0 |  | 0
[13 empty] | 0 | 0 |  | 0 |  | 0
[13 empty] | 0 | 0 |  | 0 |  | 0
[13 empty] | 0 | 0 |  | 0 |  | 0
[13 empty] | 0 | 0 |  | 0 |  | 0
[13 empty] | 0 | 0 |  | 0 |  | 0
[13 empty] | 0 | 0 |  | 0 |  | 0
[13 empty] | 0 | 0 |  | 0 |  | 0
[13 empty] | 4088.1289 | 381.5 |  | 14.1763 |  | 4073.9526

## Sheet47
bootstrap selection | Standards | Instrument readings | Reading of the unknown | Calculated concentration | X | Y | X*Y | X*X | X^3 | X^4 | X^2y
0.93483 | 2 | 24.1 | 0 |  | 2 | 24.1 | 48.2 | 4 | 8 | 16 | 96.4
0.43558 | 2 | 24.1 | 0 |  | 2 | 24.1 | 48.2 | 4 | 8 | 16 | 96.4
0.89308 | 4 | 41.5 | 0 |  | 4 | 41.5 | 166 | 16 | 64 | 256 | 664
0.83488 | 5 | 46 | 0 |  | 5 | 46 | 230 | 25 | 125 | 625 | 1150
0.88043 | 6 | 55.9 | 0 |  | 6 | 55.9 | 335.4 | 36 | 216 | 1296 | 2012.4
0.12007 | 6 | 55.9 | 0 |  | 6 | 55.9 | 335.4 | 36 | 216 | 1296 | 2012.4
0.62535 | 8 | 65.12 | 0 |  | 8 | 65.12 | 520.96 | 64 | 512 | 4096 | 4167.68
0.16097 | 8 | 65.12 | 0 |  | 8 | 65.12 | 520.96 | 64 | 512 | 4096 | 4167.68
0.74705 | 0 | 0 | 0 |  | 0 | 0 | 0 | 0 | 0 | 0 | 0
0.32273 | 0 | 0 | 0 |  | 0 | 0 | 0 | 0 | 0 | 0 | 0
0.72433 | 0 | 0 | 0 |  | 0 | 0 | 0 | 0 | 0 | 0 | 0
0.61497 | 0 | 0 | 0 |  | 0 | 0 | 0 | 0 | 0 | 0 | 0
0.51724 | 0 | 0 | 0 |  | 0 | 0 | 0 | 0 | 0 | 0 | 0
0.64599 | 0 | 0 | 0 |  | 0 | 0 | 0 | 0 | 0 | 0 | 0
0.11595 | 0 | 0 | 0 |  | 0 | 0 | 0 | 0 | 0 | 0 | 0
0.67862 | 0 | 0 | 0 |  | 0 | 0 | 0 | 0 | 0 | 0 | 0
0.038382 | 0 | 0 | 0 |  | 0 | 0 | 0 | 0 | 0 | 0 | 0 | Calculations of the coefficients a,b, and c of the best-fit parabola y=ax^2+bx+c
0.69441 | 0 | 0 | 0 |  | 0 | 0 | 0 | 0 | 0 | 0 | 0 | sums | sumx | sumy | sumxy | sumx2 | sumx3 | sumx4 | sumx2y
0.34322 | 0 | 0 | 0 |  | 0 | 0 | 0 | 0 | 0 | 0 | 0 |  | ?X | ?Y | ?(X*Y) | ?(X*X) | ?(X^3) | ?(X^4) | ?(X^2)*y
0.55739 | 0 | 0 | 0 |  | 0 | 0 | 0 | 0 | 0 | 0 | 0 |  | 41 | 377.74 | 2205.12 | 249 | 1661 | 11697 | 14366.96
0.80439 | 0 | 0 | 0 |  | 0 | 0 | 0 | 0 | 0 | 0 | 0 | n | 9 | (number of points (n)
0.24818 | 0 | 0 | 0 |  | 0 | 0 | 0 | 0 | 0 | 0 | 0
0.94357 | 0 | 0 | 0 |  | 0 | 0 | 0 | 0 | 0 | 0 | 0 | D | 196080 | Denominator (D)
0.60764 | 0 | 0 | 0 |  | 0 | 0 | 0 | 0 | 0 | 0 | 0 | a= | -0.52304 | -0.52304
0.0073896 | 0 | 0 | 0 |  | 0 | 0 | 0 | 0 | 0 | 0 | 0 | b= | 12.2106
0.74295 | 0 | 0 | 0 |  | 0 | 0 | 0 | 0 | 0 | 0 | 0 | c= | 0.81573
0.94608 | 0 | 0 | 0 |  | 0 | 0 | 0 | 0 | 0 | 0 | 0 | y= | -0.52304 | X^2 | + | 12.2106 | x | + | 0.81573
0.82523 | 0 | 0 | 0 |  | 0 | 0 | 0 | 0 | 0 | 0 | 0 | R2= | 0.9971
0.82056 | 0 | 0 | 0 |  | 0 | 0 | 0 | 0 | 0 | 0 | 0
0.52954 | 0 | 0 | 0 |  | 0 | 0 | 0 | 0 | 0 | 0 | 0 |  | Calculation of R2
0.33051 | 0 | 0 | 0 |  | 0 | 0 | 0 | 0 | 0 | 0 | 0 |  | ?(Y-meany)^2 | PredY |  | ?(Y-PredY)^2 |  | ?(meanY-PredY)^2
0.73984 | 0 | 0 | 0 |  | 0 | 0 | 0 | 0 | 0 | 0 | 0 |  | 319.3766 | 23.1448 |  | 0.91242 |  | 354.4303
0.45325 | 0 | 0 | 0 |  | 0 | 0 | 0 | 0 | 0 | 0 | 0 |  | 319.3766 | 23.1448 |  | 0.91242 |  | 354.4303
0.36134 | 0 | 0 | 0 |  | 0 | 0 | 0 | 0 | 0 | 0 | 0 |  | 0.22195 | 41.2895 |  | 0.04429 |  | 0.46453
0.19479 | 0 | 0 | 0 |  | 0 | 0 | 0 | 0 | 0 | 0 | 0 |  | 16.2319 | 48.7928 |  | 7.7998 |  | 46.5356
0.92846 | 0 | 0 | 0 |  | 0 | 0 | 0 | 0 | 0 | 0 | 0 |  | 194.0139 | 55.25 |  | 0.4225 |  | 176.329
0.68101 | 0 | 0 | 0 |  | 0 | 0 | 0 | 0 | 0 | 0 | 0 |  | 194.0139 | 55.25 |  | 0.4225 |  | 176.329
0.020796 | 0 | 0 | 0 |  | 0 | 0 | 0 | 0 | 0 | 0 | 0 |  | 535.8711 | 65.0262 |  | 0.0088061 |  | 531.5352
0.44133 | 0 | 0 | 0 |  | 0 | 0 | 0 | 0 | 0 | 0 | 0 |  | 535.8711 | 65.0262 |  | 0.0088061 |  | 531.5352
0.24869 | 0 | 0 | 0 |  | 0 | 0 | 0 | 0 | 0 | 0 | 0 |  | 1761.5742 | 0.81573 |  | 0.66542 |  | 1693.7651
0.10272 | 0 | 0 | 0 |  | 0 | 0 | 0 | 0 | 0 | 0 | 0 |  | 0 | 0 |  | 0 |  | 0
0.78282 | 0 | 0 | 0 |  | 0 | 0 | 0 | 0 | 0 | 0 | 0 |  | 0 | 0 |  | 0 |  | 0
0.4686 | 0 | 0 | 0 |  | 0 | 0 | 0 | 0 | 0 | 0 | 0 |  | 0 | 0 |  | 0 |  | 0
0.64448 | 0 | 0 | 0 |  | 0 | 0 | 0 | 0 | 0 | 0 | 0 |  | 0 | 0 |  | 0 |  | 0
0.34414 | 0 | 0 | 0 |  | 0 | 0 | 0 | 0 | 0 | 0 | 0 |  | 0 | 0 |  | 0 |  | 0
[13 empty] | 0 | 0 |  | 0 |  | 0
[13 empty] | 0 | 0 |  | 0 |  | 0
[13 empty] | 0 | 0 |  | 0 |  | 0
[13 empty] | 0 | 0 |  | 0 |  | 0
[13 empty] | 0 | 0 |  | 0 |  | 0
[13 empty] | 0 | 0 |  | 0 |  | 0
[13 empty] | 0 | 0 |  | 0 |  | 0
[13 empty] | 0 | 0 |  | 0 |  | 0
[13 empty] | 0 | 0 |  | 0 |  | 0
[13 empty] | 0 | 0 |  | 0 |  | 0
[13 empty] | 0 | 0 |  | 0 |  | 0
[13 empty] | 0 | 0 |  | 0 |  | 0
[13 empty] | 0 | 0 |  | 0 |  | 0
[13 empty] | 0 | 0 |  | 0 |  | 0
[13 empty] | 0 | 0 |  | 0 |  | 0
[13 empty] | 0 | 0 |  | 0 |  | 0
[13 empty] | 0 | 0 |  | 0 |  | 0
[13 empty] | 0 | 0 |  | 0 |  | 0
[13 empty] | 0 | 0 |  | 0 |  | 0
[13 empty] | 0 | 0 |  | 0 |  | 0
[13 empty] | 0 | 0 |  | 0 |  | 0
[13 empty] | 0 | 0 |  | 0 |  | 0
[13 empty] | 3876.5513 | 377.74 |  | 11.197 |  | 3865.3543

## Sheet48
bootstrap selection | Standards | Instrument readings | Reading of the unknown | Calculated concentration | X | Y | X*Y | X*X | X^3 | X^4 | X^2y
0.78022 | 2 | 24.1 | 0 |  | 2 | 24.1 | 48.2 | 4 | 8 | 16 | 96.4
0.73746 | 3 | 31.1 | 0 |  | 3 | 31.1 | 93.3 | 9 | 27 | 81 | 279.9
0.68881 | 4 | 41.5 | 0 |  | 4 | 41.5 | 166 | 16 | 64 | 256 | 664
0.94153 | 5 | 46 | 0 |  | 5 | 46 | 230 | 25 | 125 | 625 | 1150
0.91367 | 6 | 55.9 | 0 |  | 6 | 55.9 | 335.4 | 36 | 216 | 1296 | 2012.4
0.31349 | 6 | 55.9 | 0 |  | 6 | 55.9 | 335.4 | 36 | 216 | 1296 | 2012.4
0.41931 | 7 | 63 | 0 |  | 7 | 63 | 441 | 49 | 343 | 2401 | 3087
0.038171 | 8 | 65.12 | 0 |  | 8 | 65.12 | 520.96 | 64 | 512 | 4096 | 4167.68
0.94002 | 0 | 0 | 0 |  | 0 | 0 | 0 | 0 | 0 | 0 | 0
0.50463 | 0 | 0 | 0 |  | 0 | 0 | 0 | 0 | 0 | 0 | 0
0.82527 | 0 | 0 | 0 |  | 0 | 0 | 0 | 0 | 0 | 0 | 0
0.38767 | 0 | 0 | 0 |  | 0 | 0 | 0 | 0 | 0 | 0 | 0
0.13159 | 0 | 0 | 0 |  | 0 | 0 | 0 | 0 | 0 | 0 | 0
0.10223 | 0 | 0 | 0 |  | 0 | 0 | 0 | 0 | 0 | 0 | 0
0.18917 | 0 | 0 | 0 |  | 0 | 0 | 0 | 0 | 0 | 0 | 0
0.0037923 | 0 | 0 | 0 |  | 0 | 0 | 0 | 0 | 0 | 0 | 0
0.92671 | 0 | 0 | 0 |  | 0 | 0 | 0 | 0 | 0 | 0 | 0 | Calculations of the coefficients a,b, and c of the best-fit parabola y=ax^2+bx+c
0.29313 | 0 | 0 | 0 |  | 0 | 0 | 0 | 0 | 0 | 0 | 0 | sums | sumx | sumy | sumxy | sumx2 | sumx3 | sumx4 | sumx2y
0.54473 | 0 | 0 | 0 |  | 0 | 0 | 0 | 0 | 0 | 0 | 0 |  | ?X | ?Y | ?(X*Y) | ?(X*X) | ?(X^3) | ?(X^4) | ?(X^2)*y
0.94435 | 0 | 0 | 0 |  | 0 | 0 | 0 | 0 | 0 | 0 | 0 |  | 41 | 382.62 | 2170.26 | 239 | 1511 | 10067 | 13469.78
0.14676 | 0 | 0 | 0 |  | 0 | 0 | 0 | 0 | 0 | 0 | 0 | n | 9 | (number of points (n)
0.97908 | 0 | 0 | 0 |  | 0 | 0 | 0 | 0 | 0 | 0 | 0
0.65071 | 0 | 0 | 0 |  | 0 | 0 | 0 | 0 | 0 | 0 | 0 | D | 144060 | Denominator (D)
0.118 | 0 | 0 | 0 |  | 0 | 0 | 0 | 0 | 0 | 0 | 0 | a= | -0.47298 | -0.47298
0.67015 | 0 | 0 | 0 |  | 0 | 0 | 0 | 0 | 0 | 0 | 0 | b= | 12.0047
0.58743 | 0 | 0 | 0 |  | 0 | 0 | 0 | 0 | 0 | 0 | 0 | c= | 0.38521
0.43056 | 0 | 0 | 0 |  | 0 | 0 | 0 | 0 | 0 | 0 | 0 | y= | -0.47298 | X^2 | + | 12.0047 | x | + | 0.38521
0.99785 | 0 | 0 | 0 |  | 0 | 0 | 0 | 0 | 0 | 0 | 0 | R2= | 0.99563
0.0064335 | 0 | 0 | 0 |  | 0 | 0 | 0 | 0 | 0 | 0 | 0
0.26262 | 0 | 0 | 0 |  | 0 | 0 | 0 | 0 | 0 | 0 | 0 |  | Calculation of R2
0.4209 | 0 | 0 | 0 |  | 0 | 0 | 0 | 0 | 0 | 0 | 0 |  | ?(Y-meany)^2 | PredY |  | ?(Y-PredY)^2 |  | ?(meanY-PredY)^2
0.00034047 | 0 | 0 | 0 |  | 0 | 0 | 0 | 0 | 0 | 0 | 0 |  | 339.0508 | 22.5028 |  | 2.5511 |  | 400.4221
0.44315 | 0 | 0 | 0 |  | 0 | 0 | 0 | 0 | 0 | 0 | 0 |  | 130.2642 | 32.1426 |  | 1.0871 |  | 107.5512
0.95822 | 0 | 0 | 0 |  | 0 | 0 | 0 | 0 | 0 | 0 | 0 |  | 1.0268 | 40.8366 |  | 0.44016 |  | 2.8116
0.6311 | 0 | 0 | 0 |  | 0 | 0 | 0 | 0 | 0 | 0 | 0 |  | 12.1568 | 48.5845 |  | 6.6797 |  | 36.8592
0.66974 | 0 | 0 | 0 |  | 0 | 0 | 0 | 0 | 0 | 0 | 0 |  | 179.2028 | 55.3865 |  | 0.26366 |  | 165.7189
0.2399 | 0 | 0 | 0 |  | 0 | 0 | 0 | 0 | 0 | 0 | 0 |  | 179.2028 | 55.3865 |  | 0.26366 |  | 165.7189
0.48556 | 0 | 0 | 0 |  | 0 | 0 | 0 | 0 | 0 | 0 | 0 |  | 419.7035 | 61.2426 |  | 3.0885 |  | 350.7846
0.20479 | 0 | 0 | 0 |  | 0 | 0 | 0 | 0 | 0 | 0 | 0 |  | 511.0614 | 66.1527 |  | 1.0664 |  | 558.819
0.72758 | 0 | 0 | 0 |  | 0 | 0 | 0 | 0 | 0 | 0 | 0 |  | 1807.3835 | 0.38521 |  | 0.14839 |  | 1774.7785
0.73459 | 0 | 0 | 0 |  | 0 | 0 | 0 | 0 | 0 | 0 | 0 |  | 0 | 0 |  | 0 |  | 0
0.8143 | 0 | 0 | 0 |  | 0 | 0 | 0 | 0 | 0 | 0 | 0 |  | 0 | 0 |  | 0 |  | 0
0.24185 | 0 | 0 | 0 |  | 0 | 0 | 0 | 0 | 0 | 0 | 0 |  | 0 | 0 |  | 0 |  | 0
0.6326 | 0 | 0 | 0 |  | 0 | 0 | 0 | 0 | 0 | 0 | 0 |  | 0 | 0 |  | 0 |  | 0
0.049399 | 0 | 0 | 0 |  | 0 | 0 | 0 | 0 | 0 | 0 | 0 |  | 0 | 0 |  | 0 |  | 0
[13 empty] | 0 | 0 |  | 0 |  | 0
[13 empty] | 0 | 0 |  | 0 |  | 0
[13 empty] | 0 | 0 |  | 0 |  | 0
[13 empty] | 0 | 0 |  | 0 |  | 0
[13 empty] | 0 | 0 |  | 0 |  | 0
[13 empty] | 0 | 0 |  | 0 |  | 0
[13 empty] | 0 | 0 |  | 0 |  | 0
[13 empty] | 0 | 0 |  | 0 |  | 0
[13 empty] | 0 | 0 |  | 0 |  | 0
[13 empty] | 0 | 0 |  | 0 |  | 0
[13 empty] | 0 | 0 |  | 0 |  | 0
[13 empty] | 0 | 0 |  | 0 |  | 0
[13 empty] | 0 | 0 |  | 0 |  | 0
[13 empty] | 0 | 0 |  | 0 |  | 0
[13 empty] | 0 | 0 |  | 0 |  | 0
[13 empty] | 0 | 0 |  | 0 |  | 0
[13 empty] | 0 | 0 |  | 0 |  | 0
[13 empty] | 0 | 0 |  | 0 |  | 0
[13 empty] | 0 | 0 |  | 0 |  | 0
[13 empty] | 0 | 0 |  | 0 |  | 0
[13 empty] | 0 | 0 |  | 0 |  | 0
[13 empty] | 0 | 0 |  | 0 |  | 0
[13 empty] | 3579.0528 | 382.62 |  | 15.5888 |  | 3563.464

## Sheet49
bootstrap selection | Standards | Instrument readings | Reading of the unknown | Calculated concentration | X | Y | X*Y | X*X | X^3 | X^4 | X^2y
0.80544 | 2 | 24.1 | 0 |  | 2 | 24.1 | 48.2 | 4 | 8 | 16 | 96.4
0.32238 | 2 | 24.1 | 0 |  | 2 | 24.1 | 48.2 | 4 | 8 | 16 | 96.4
0.20918 | 3 | 31.1 | 0 |  | 3 | 31.1 | 93.3 | 9 | 27 | 81 | 279.9
0.12673 | 4 | 41.5 | 0 |  | 4 | 41.5 | 166 | 16 | 64 | 256 | 664
0.19026 | 5 | 46 | 0 |  | 5 | 46 | 230 | 25 | 125 | 625 | 1150
0.59421 | 7 | 63 | 0 |  | 7 | 63 | 441 | 49 | 343 | 2401 | 3087
0.01475 | 7 | 63 | 0 |  | 7 | 63 | 441 | 49 | 343 | 2401 | 3087
0.87632 | 9 | 71 | 0 |  | 9 | 71 | 639 | 81 | 729 | 6561 | 5751
0.028359 | 9 | 71 | 0 |  | 9 | 71 | 639 | 81 | 729 | 6561 | 5751
0.48136 | 0 | 0 | 0 |  | 0 | 0 | 0 | 0 | 0 | 0 | 0
0.76137 | 0 | 0 | 0 |  | 0 | 0 | 0 | 0 | 0 | 0 | 0
0.28803 | 0 | 0 | 0 |  | 0 | 0 | 0 | 0 | 0 | 0 | 0
0.48776 | 0 | 0 | 0 |  | 0 | 0 | 0 | 0 | 0 | 0 | 0
0.090121 | 0 | 0 | 0 |  | 0 | 0 | 0 | 0 | 0 | 0 | 0
0.85286 | 0 | 0 | 0 |  | 0 | 0 | 0 | 0 | 0 | 0 | 0
0.086073 | 0 | 0 | 0 |  | 0 | 0 | 0 | 0 | 0 | 0 | 0
0.20715 | 0 | 0 | 0 |  | 0 | 0 | 0 | 0 | 0 | 0 | 0 | Calculations of the coefficients a,b, and c of the best-fit parabola y=ax^2+bx+c
0.54866 | 0 | 0 | 0 |  | 0 | 0 | 0 | 0 | 0 | 0 | 0 | sums | sumx | sumy | sumxy | sumx2 | sumx3 | sumx4 | sumx2y
0.76627 | 0 | 0 | 0 |  | 0 | 0 | 0 | 0 | 0 | 0 | 0 |  | ?X | ?Y | ?(X*Y) | ?(X*X) | ?(X^3) | ?(X^4) | ?(X^2)*y
0.97581 | 0 | 0 | 0 |  | 0 | 0 | 0 | 0 | 0 | 0 | 0 |  | 48 | 434.8 | 2745.7 | 318 | 2376 | 18918 | 19962.7
0.11002 | 0 | 0 | 0 |  | 0 | 0 | 0 | 0 | 0 | 0 | 0 | n | 9 | (number of points (n)
0.14569 | 0 | 0 | 0 |  | 0 | 0 | 0 | 0 | 0 | 0 | 0
0.38508 | 0 | 0 | 0 |  | 0 | 0 | 0 | 0 | 0 | 0 | 0 | D | 124956 | Denominator (D)
0.41953 | 0 | 0 | 0 |  | 0 | 0 | 0 | 0 | 0 | 0 | 0 | a= | -0.36126 | -0.36126
0.87451 | 0 | 0 | 0 |  | 0 | 0 | 0 | 0 | 0 | 0 | 0 | b= | 10.8456
0.6682 | 0 | 0 | 0 |  | 0 | 0 | 0 | 0 | 0 | 0 | 0 | c= | 3.2326
0.43016 | 0 | 0 | 0 |  | 0 | 0 | 0 | 0 | 0 | 0 | 0 | y= | -0.36126 | X^2 | + | 10.8456 | x | + | 3.2326
0.061892 | 0 | 0 | 0 |  | 0 | 0 | 0 | 0 | 0 | 0 | 0 | R2= | 0.99508
0.94368 | 0 | 0 | 0 |  | 0 | 0 | 0 | 0 | 0 | 0 | 0
0.78505 | 0 | 0 | 0 |  | 0 | 0 | 0 | 0 | 0 | 0 | 0 |  | Calculation of R2
0.42081 | 0 | 0 | 0 |  | 0 | 0 | 0 | 0 | 0 | 0 | 0 |  | ?(Y-meany)^2 | PredY |  | ?(Y-PredY)^2 |  | ?(meanY-PredY)^2
0.54864 | 0 | 0 | 0 |  | 0 | 0 | 0 | 0 | 0 | 0 | 0 |  | 586.1779 | 23.4788 |  | 0.38593 |  | 616.6453
0.30319 | 0 | 0 | 0 |  | 0 | 0 | 0 | 0 | 0 | 0 | 0 |  | 586.1779 | 23.4788 |  | 0.38593 |  | 616.6453
0.46573 | 0 | 0 | 0 |  | 0 | 0 | 0 | 0 | 0 | 0 | 0 |  | 296.2223 | 32.518 |  | 2.0108 |  | 249.4212
0.26524 | 0 | 0 | 0 |  | 0 | 0 | 0 | 0 | 0 | 0 | 0 |  | 46.3912 | 40.8348 |  | 0.44253 |  | 55.8956
0.59179 | 0 | 0 | 0 |  | 0 | 0 | 0 | 0 | 0 | 0 | 0 |  | 5.3412 | 48.429 |  | 5.9 |  | 0.013894
0.83267 | 0 | 0 | 0 |  | 0 | 0 | 0 | 0 | 0 | 0 | 0 |  | 215.7635 | 61.4498 |  | 2.4031 |  | 172.6255
0.76669 | 0 | 0 | 0 |  | 0 | 0 | 0 | 0 | 0 | 0 | 0 |  | 215.7635 | 61.4498 |  | 2.4031 |  | 172.6255
0.88428 | 0 | 0 | 0 |  | 0 | 0 | 0 | 0 | 0 | 0 | 0 |  | 514.7857 | 71.5805 |  | 0.33701 |  | 541.4656
0.34654 | 0 | 0 | 0 |  | 0 | 0 | 0 | 0 | 0 | 0 | 0 |  | 514.7857 | 71.5805 |  | 0.33701 |  | 541.4656
0.63238 | 0 | 0 | 0 |  | 0 | 0 | 0 | 0 | 0 | 0 | 0 |  | 0 | 0 |  | 0 |  | 0
0.12153 | 0 | 0 | 0 |  | 0 | 0 | 0 | 0 | 0 | 0 | 0 |  | 0 | 0 |  | 0 |  | 0
0.49152 | 0 | 0 | 0 |  | 0 | 0 | 0 | 0 | 0 | 0 | 0 |  | 0 | 0 |  | 0 |  | 0
0.61803 | 0 | 0 | 0 |  | 0 | 0 | 0 | 0 | 0 | 0 | 0 |  | 0 | 0 |  | 0 |  | 0
0.7437 | 0 | 0 | 0 |  | 0 | 0 | 0 | 0 | 0 | 0 | 0 |  | 0 | 0 |  | 0 |  | 0
[13 empty] | 0 | 0 |  | 0 |  | 0
[13 empty] | 0 | 0 |  | 0 |  | 0
[13 empty] | 0 | 0 |  | 0 |  | 0
[13 empty] | 0 | 0 |  | 0 |  | 0
[13 empty] | 0 | 0 |  | 0 |  | 0
[13 empty] | 0 | 0 |  | 0 |  | 0
[13 empty] | 0 | 0 |  | 0 |  | 0
[13 empty] | 0 | 0 |  | 0 |  | 0
[13 empty] | 0 | 0 |  | 0 |  | 0
[13 empty] | 0 | 0 |  | 0 |  | 0
[13 empty] | 0 | 0 |  | 0 |  | 0
[13 empty] | 0 | 0 |  | 0 |  | 0
[13 empty] | 0 | 0 |  | 0 |  | 0
[13 empty] | 0 | 0 |  | 0 |  | 0
[13 empty] | 0 | 0 |  | 0 |  | 0
[13 empty] | 0 | 0 |  | 0 |  | 0
[13 empty] | 0 | 0 |  | 0 |  | 0
[13 empty] | 0 | 0 |  | 0 |  | 0
[13 empty] | 0 | 0 |  | 0 |  | 0
[13 empty] | 0 | 0 |  | 0 |  | 0
[13 empty] | 0 | 0 |  | 0 |  | 0
[13 empty] | 0 | 0 |  | 0 |  | 0
[13 empty] | 2981.4089 | 434.8 |  | 14.6053 |  | 2966.8035

## Sheet50
bootstrap selection | Standards | Instrument readings | Reading of the unknown | Calculated concentration | X | Y | X*Y | X*X | X^3 | X^4 | X^2y
0.17203 | 1 | 10.5 | 0 |  | 1 | 10.5 | 10.5 | 1 | 1 | 1 | 10.5
0.80879 | 3 | 31.1 | 0 |  | 3 | 31.1 | 93.3 | 9 | 27 | 81 | 279.9
0.59499 | 4 | 41.5 | 0 |  | 4 | 41.5 | 166 | 16 | 64 | 256 | 664
0.6918 | 5 | 46 | 0 |  | 5 | 46 | 230 | 25 | 125 | 625 | 1150
0.40703 | 5 | 46 | 0 |  | 5 | 46 | 230 | 25 | 125 | 625 | 1150
0.86123 | 7 | 63 | 0 |  | 7 | 63 | 441 | 49 | 343 | 2401 | 3087
0.44782 | 7 | 63 | 0 |  | 7 | 63 | 441 | 49 | 343 | 2401 | 3087
0.66885 | 9 | 71 | 0 |  | 9 | 71 | 639 | 81 | 729 | 6561 | 5751
0.036917 | 9 | 71 | 0 |  | 9 | 71 | 639 | 81 | 729 | 6561 | 5751
0.2787 | 0 | 0 | 0 |  | 0 | 0 | 0 | 0 | 0 | 0 | 0
0.61641 | 0 | 0 | 0 |  | 0 | 0 | 0 | 0 | 0 | 0 | 0
0.0035576 | 0 | 0 | 0 |  | 0 | 0 | 0 | 0 | 0 | 0 | 0
0.6068 | 0 | 0 | 0 |  | 0 | 0 | 0 | 0 | 0 | 0 | 0
0.98491 | 0 | 0 | 0 |  | 0 | 0 | 0 | 0 | 0 | 0 | 0
0.3008 | 0 | 0 | 0 |  | 0 | 0 | 0 | 0 | 0 | 0 | 0
0.04655 | 0 | 0 | 0 |  | 0 | 0 | 0 | 0 | 0 | 0 | 0
0.45461 | 0 | 0 | 0 |  | 0 | 0 | 0 | 0 | 0 | 0 | 0 | Calculations of the coefficients a,b, and c of the best-fit parabola y=ax^2+bx+c
0.10961 | 0 | 0 | 0 |  | 0 | 0 | 0 | 0 | 0 | 0 | 0 | sums | sumx | sumy | sumxy | sumx2 | sumx3 | sumx4 | sumx2y
0.37442 | 0 | 0 | 0 |  | 0 | 0 | 0 | 0 | 0 | 0 | 0 |  | ?X | ?Y | ?(X*Y) | ?(X*X) | ?(X^3) | ?(X^4) | ?(X^2)*y
0.57881 | 0 | 0 | 0 |  | 0 | 0 | 0 | 0 | 0 | 0 | 0 |  | 50 | 443.1 | 2889.8 | 336 | 2486 | 19512 | 20930.4
0.72341 | 0 | 0 | 0 |  | 0 | 0 | 0 | 0 | 0 | 0 | 0 | n | 9 | (number of points (n)
0.11223 | 0 | 0 | 0 |  | 0 | 0 | 0 | 0 | 0 | 0 | 0
0.86379 | 0 | 0 | 0 |  | 0 | 0 | 0 | 0 | 0 | 0 | 0 | D | 199068 | Denominator (D)
0.26144 | 0 | 0 | 0 |  | 0 | 0 | 0 | 0 | 0 | 0 | 0 | a= | -0.43756 | -0.43756
0.32854 | 0 | 0 | 0 |  | 0 | 0 | 0 | 0 | 0 | 0 | 0 | b= | 12.0079
0.13795 | 0 | 0 | 0 |  | 0 | 0 | 0 | 0 | 0 | 0 | 0 | c= | -1.1418
0.69557 | 0 | 0 | 0 |  | 0 | 0 | 0 | 0 | 0 | 0 | 0 | y= | -0.43756 | X^2 | + | 12.0079 | x | + | -1.1418
0.64119 | 0 | 0 | 0 |  | 0 | 0 | 0 | 0 | 0 | 0 | 0
0.91898 | 0 | 0 | 0 |  | 0 | 0 | 0 | 0 | 0 | 0 | 0
0.5155 | 0 | 0 | 0 |  | 0 | 0 | 0 | 0 | 0 | 0 | 0
0.18581 | 0 | 0 | 0 |  | 0 | 0 | 0 | 0 | 0 | 0 | 0
0.41374 | 0 | 0 | 0 |  | 0 | 0 | 0 | 0 | 0 | 0 | 0
0.43648 | 0 | 0 | 0 |  | 0 | 0 | 0 | 0 | 0 | 0 | 0
0.098585 | 0 | 0 | 0 |  | 0 | 0 | 0 | 0 | 0 | 0 | 0
0.076774 | 0 | 0 | 0 |  | 0 | 0 | 0 | 0 | 0 | 0 | 0
0.93554 | 0 | 0 | 0 |  | 0 | 0 | 0 | 0 | 0 | 0 | 0
0.24828 | 0 | 0 | 0 |  | 0 | 0 | 0 | 0 | 0 | 0 | 0
0.075694 | 0 | 0 | 0 |  | 0 | 0 | 0 | 0 | 0 | 0 | 0
0.20308 | 0 | 0 | 0 |  | 0 | 0 | 0 | 0 | 0 | 0 | 0
0.57362 | 0 | 0 | 0 |  | 0 | 0 | 0 | 0 | 0 | 0 | 0
0.70436 | 0 | 0 | 0 |  | 0 | 0 | 0 | 0 | 0 | 0 | 0
0.11042 | 0 | 0 | 0 |  | 0 | 0 | 0 | 0 | 0 | 0 | 0
0.30824 | 0 | 0 | 0 |  | 0 | 0 | 0 | 0 | 0 | 0 | 0
0.39883 | 0 | 0 | 0 |  | 0 | 0 | 0 | 0 | 0 | 0 | 0
0.8346 | 0 | 0 | 0 |  | 0 | 0 | 0 | 0 | 0 | 0 | 0

## Sheet51
bootstrap selection | Standards | Instrument readings | Reading of the unknown | Calculated concentration | X | Y | X*Y | X*X | X^3 | X^4 | X^2y
0.041341 | 1 | 10.5 | 0 |  | 1 | 10.5 | 10.5 | 1 | 1 | 1 | 10.5
0.00099377 | 2 | 24.1 | 0 |  | 2 | 24.1 | 48.2 | 4 | 8 | 16 | 96.4
0.15274 | 3 | 31.1 | 0 |  | 3 | 31.1 | 93.3 | 9 | 27 | 81 | 279.9
0.51785 | 5 | 46 | 0 |  | 5 | 46 | 230 | 25 | 125 | 625 | 1150
0.51786 | 6 | 55.9 | 0 |  | 6 | 55.9 | 335.4 | 36 | 216 | 1296 | 2012.4
0.13006 | 6 | 55.9 | 0 |  | 6 | 55.9 | 335.4 | 36 | 216 | 1296 | 2012.4
0.069243 | 7 | 63 | 0 |  | 7 | 63 | 441 | 49 | 343 | 2401 | 3087
0.3062 | 8 | 65.12 | 0 |  | 8 | 65.12 | 520.96 | 64 | 512 | 4096 | 4167.68
0.42493 | 9 | 71 | 0 |  | 9 | 71 | 639 | 81 | 729 | 6561 | 5751
0.37417 | 0 | 0 | 0 |  | 0 | 0 | 0 | 0 | 0 | 0 | 0
0.14814 | 0 | 0 | 0 |  | 0 | 0 | 0 | 0 | 0 | 0 | 0
0.55109 | 0 | 0 | 0 |  | 0 | 0 | 0 | 0 | 0 | 0 | 0
0.93988 | 0 | 0 | 0 |  | 0 | 0 | 0 | 0 | 0 | 0 | 0
0.24649 | 0 | 0 | 0 |  | 0 | 0 | 0 | 0 | 0 | 0 | 0
0.68561 | 0 | 0 | 0 |  | 0 | 0 | 0 | 0 | 0 | 0 | 0
0.82777 | 0 | 0 | 0 |  | 0 | 0 | 0 | 0 | 0 | 0 | 0
0.52907 | 0 | 0 | 0 |  | 0 | 0 | 0 | 0 | 0 | 0 | 0 | Calculations of the coefficients a,b, and c of the best-fit parabola y=ax^2+bx+c
0.14916 | 0 | 0 | 0 |  | 0 | 0 | 0 | 0 | 0 | 0 | 0 | sums | sumx | sumy | sumxy | sumx2 | sumx3 | sumx4 | sumx2y
0.93589 | 0 | 0 | 0 |  | 0 | 0 | 0 | 0 | 0 | 0 | 0 |  | ?X | ?Y | ?(X*Y) | ?(X*X) | ?(X^3) | ?(X^4) | ?(X^2)*y
0.83753 | 0 | 0 | 0 |  | 0 | 0 | 0 | 0 | 0 | 0 | 0 |  | 47 | 422.62 | 2653.76 | 305 | 2177 | 16373 | 18567.28
0.85597 | 0 | 0 | 0 |  | 0 | 0 | 0 | 0 | 0 | 0 | 0 | n | 9 | (number of points (n)
0.53723 | 0 | 0 | 0 |  | 0 | 0 | 0 | 0 | 0 | 0 | 0
0.0020523 | 0 | 0 | 0 |  | 0 | 0 | 0 | 0 | 0 | 0 | 0 | D | 163932 | Denominator (D)
0.76438 | 0 | 0 | 0 |  | 0 | 0 | 0 | 0 | 0 | 0 | 0 | a= | -0.44883 | -0.44883
0.46425 | 0 | 0 | 0 |  | 0 | 0 | 0 | 0 | 0 | 0 | 0 | b= | 11.9042
0.233 | 0 | 0 | 0 |  | 0 | 0 | 0 | 0 | 0 | 0 | 0 | c= | 0.0017671
0.30599 | 0 | 0 | 0 |  | 0 | 0 | 0 | 0 | 0 | 0 | 0 | y= | -0.44883 | X^2 | + | 11.9042 | x | + | 0.0017671
0.12467 | 0 | 0 | 0 |  | 0 | 0 | 0 | 0 | 0 | 0 | 0
0.92119 | 0 | 0 | 0 |  | 0 | 0 | 0 | 0 | 0 | 0 | 0
0.73953 | 0 | 0 | 0 |  | 0 | 0 | 0 | 0 | 0 | 0 | 0
0.67819 | 0 | 0 | 0 |  | 0 | 0 | 0 | 0 | 0 | 0 | 0
0.74648 | 0 | 0 | 0 |  | 0 | 0 | 0 | 0 | 0 | 0 | 0
0.13714 | 0 | 0 | 0 |  | 0 | 0 | 0 | 0 | 0 | 0 | 0
0.42967 | 0 | 0 | 0 |  | 0 | 0 | 0 | 0 | 0 | 0 | 0
0.15157 | 0 | 0 | 0 |  | 0 | 0 | 0 | 0 | 0 | 0 | 0
0.58064 | 0 | 0 | 0 |  | 0 | 0 | 0 | 0 | 0 | 0 | 0
0.54551 | 0 | 0 | 0 |  | 0 | 0 | 0 | 0 | 0 | 0 | 0
0.65142 | 0 | 0 | 0 |  | 0 | 0 | 0 | 0 | 0 | 0 | 0
0.10989 | 0 | 0 | 0 |  | 0 | 0 | 0 | 0 | 0 | 0 | 0
0.68004 | 0 | 0 | 0 |  | 0 | 0 | 0 | 0 | 0 | 0 | 0
0.49736 | 0 | 0 | 0 |  | 0 | 0 | 0 | 0 | 0 | 0 | 0
0.84116 | 0 | 0 | 0 |  | 0 | 0 | 0 | 0 | 0 | 0 | 0
0.029552 | 0 | 0 | 0 |  | 0 | 0 | 0 | 0 | 0 | 0 | 0
0.44321 | 0 | 0 | 0 |  | 0 | 0 | 0 | 0 | 0 | 0 | 0
0.18171 | 0 | 0 | 0 |  | 0 | 0 | 0 | 0 | 0 | 0 | 0

## Sheet52
bootstrap selection | Standards | Instrument readings | Reading of the unknown | Calculated concentration | X | Y | X*Y | X*X | X^3 | X^4 | X^2y
0.55679 | 2 | 24.1 | 0 |  | 2 | 24.1 | 48.2 | 4 | 8 | 16 | 96.4
0.44645 | 2 | 24.1 | 0 |  | 2 | 24.1 | 48.2 | 4 | 8 | 16 | 96.4
0.40966 | 3 | 31.1 | 0 |  | 3 | 31.1 | 93.3 | 9 | 27 | 81 | 279.9
0.31174 | 4 | 41.5 | 0 |  | 4 | 41.5 | 166 | 16 | 64 | 256 | 664
0.71246 | 6 | 55.9 | 0 |  | 6 | 55.9 | 335.4 | 36 | 216 | 1296 | 2012.4
0.44332 | 6 | 55.9 | 0 |  | 6 | 55.9 | 335.4 | 36 | 216 | 1296 | 2012.4
0.02469 | 7 | 63 | 0 |  | 7 | 63 | 441 | 49 | 343 | 2401 | 3087
0.14811 | 8 | 65.12 | 0 |  | 8 | 65.12 | 520.96 | 64 | 512 | 4096 | 4167.68
0.0011405 | 9 | 71 | 0 |  | 9 | 71 | 639 | 81 | 729 | 6561 | 5751
0.052879 | 0 | 0 | 0 |  | 0 | 0 | 0 | 0 | 0 | 0 | 0
0.51578 | 0 | 0 | 0 |  | 0 | 0 | 0 | 0 | 0 | 0 | 0
0.39997 | 0 | 0 | 0 |  | 0 | 0 | 0 | 0 | 0 | 0 | 0
0.012532 | 0 | 0 | 0 |  | 0 | 0 | 0 | 0 | 0 | 0 | 0
0.57517 | 0 | 0 | 0 |  | 0 | 0 | 0 | 0 | 0 | 0 | 0
0.17029 | 0 | 0 | 0 |  | 0 | 0 | 0 | 0 | 0 | 0 | 0
0.36325 | 0 | 0 | 0 |  | 0 | 0 | 0 | 0 | 0 | 0 | 0
0.6287 | 0 | 0 | 0 |  | 0 | 0 | 0 | 0 | 0 | 0 | 0 | Calculations of the coefficients a,b, and c of the best-fit parabola y=ax^2+bx+c
0.11471 | 0 | 0 | 0 |  | 0 | 0 | 0 | 0 | 0 | 0 | 0 | sums | sumx | sumy | sumxy | sumx2 | sumx3 | sumx4 | sumx2y
0.77504 | 0 | 0 | 0 |  | 0 | 0 | 0 | 0 | 0 | 0 | 0 |  | ?X | ?Y | ?(X*Y) | ?(X*X) | ?(X^3) | ?(X^4) | ?(X^2)*y
0.62869 | 0 | 0 | 0 |  | 0 | 0 | 0 | 0 | 0 | 0 | 0 |  | 47 | 431.72 | 2627.46 | 299 | 2123 | 16019 | 18167.18
0.95218 | 0 | 0 | 0 |  | 0 | 0 | 0 | 0 | 0 | 0 | 0 | n | 9 | (number of points (n)
0.23731 | 0 | 0 | 0 |  | 0 | 0 | 0 | 0 | 0 | 0 | 0
0.48174 | 0 | 0 | 0 |  | 0 | 0 | 0 | 0 | 0 | 0 | 0 | D | 95136 | Denominator (D)
0.38882 | 0 | 0 | 0 |  | 0 | 0 | 0 | 0 | 0 | 0 | 0 | a= | -0.43462 | -0.43462
0.58337 | 0 | 0 | 0 |  | 0 | 0 | 0 | 0 | 0 | 0 | 0 | b= | 11.5205
0.73947 | 0 | 0 | 0 |  | 0 | 0 | 0 | 0 | 0 | 0 | 0 | c= | 2.2453
0.98333 | 0 | 0 | 0 |  | 0 | 0 | 0 | 0 | 0 | 0 | 0 | y= | -0.43462 | X^2 | + | 11.5205 | x | + | 2.2453
0.60316 | 0 | 0 | 0 |  | 0 | 0 | 0 | 0 | 0 | 0 | 0
0.76466 | 0 | 0 | 0 |  | 0 | 0 | 0 | 0 | 0 | 0 | 0
0.20505 | 0 | 0 | 0 |  | 0 | 0 | 0 | 0 | 0 | 0 | 0
0.34555 | 0 | 0 | 0 |  | 0 | 0 | 0 | 0 | 0 | 0 | 0
0.73885 | 0 | 0 | 0 |  | 0 | 0 | 0 | 0 | 0 | 0 | 0
0.14437 | 0 | 0 | 0 |  | 0 | 0 | 0 | 0 | 0 | 0 | 0
0.81564 | 0 | 0 | 0 |  | 0 | 0 | 0 | 0 | 0 | 0 | 0
0.47342 | 0 | 0 | 0 |  | 0 | 0 | 0 | 0 | 0 | 0 | 0
0.49246 | 0 | 0 | 0 |  | 0 | 0 | 0 | 0 | 0 | 0 | 0
0.15651 | 0 | 0 | 0 |  | 0 | 0 | 0 | 0 | 0 | 0 | 0
0.762 | 0 | 0 | 0 |  | 0 | 0 | 0 | 0 | 0 | 0 | 0
0.80165 | 0 | 0 | 0 |  | 0 | 0 | 0 | 0 | 0 | 0 | 0
0.098178 | 0 | 0 | 0 |  | 0 | 0 | 0 | 0 | 0 | 0 | 0
0.96507 | 0 | 0 | 0 |  | 0 | 0 | 0 | 0 | 0 | 0 | 0
0.56154 | 0 | 0 | 0 |  | 0 | 0 | 0 | 0 | 0 | 0 | 0
0.71884 | 0 | 0 | 0 |  | 0 | 0 | 0 | 0 | 0 | 0 | 0
0.32387 | 0 | 0 | 0 |  | 0 | 0 | 0 | 0 | 0 | 0 | 0
0.62462 | 0 | 0 | 0 |  | 0 | 0 | 0 | 0 | 0 | 0 | 0

## Sheet53
bootstrap selection | Standards | Instrument readings | Reading of the unknown | Calculated concentration | X | Y | X*Y | X*X | X^3 | X^4 | X^2y
0.089371 | 1 | 10.5 | 0 |  | 1 | 10.5 | 10.5 | 1 | 1 | 1 | 10.5
0.86585 | 3 | 31.1 | 0 |  | 3 | 31.1 | 93.3 | 9 | 27 | 81 | 279.9
0.026452 | 3 | 31.1 | 0 |  | 3 | 31.1 | 93.3 | 9 | 27 | 81 | 279.9
0.49767 | 4 | 41.5 | 0 |  | 4 | 41.5 | 166 | 16 | 64 | 256 | 664
0.43426 | 5 | 46 | 0 |  | 5 | 46 | 230 | 25 | 125 | 625 | 1150
0.6325 | 7 | 63 | 0 |  | 7 | 63 | 441 | 49 | 343 | 2401 | 3087
0.70019 | 8 | 65.12 | 0 |  | 8 | 65.12 | 520.96 | 64 | 512 | 4096 | 4167.68
0.88964 | 9 | 71 | 0 |  | 9 | 71 | 639 | 81 | 729 | 6561 | 5751
0.85866 | 0 | 0 | 0 |  | 0 | 0 | 0 | 0 | 0 | 0 | 0
0.89553 | 0 | 0 | 0 |  | 0 | 0 | 0 | 0 | 0 | 0 | 0
0.33121 | 0 | 0 | 0 |  | 0 | 0 | 0 | 0 | 0 | 0 | 0
0.21778 | 0 | 0 | 0 |  | 0 | 0 | 0 | 0 | 0 | 0 | 0
0.087347 | 0 | 0 | 0 |  | 0 | 0 | 0 | 0 | 0 | 0 | 0
0.42411 | 0 | 0 | 0 |  | 0 | 0 | 0 | 0 | 0 | 0 | 0
0.36592 | 0 | 0 | 0 |  | 0 | 0 | 0 | 0 | 0 | 0 | 0
0.44488 | 0 | 0 | 0 |  | 0 | 0 | 0 | 0 | 0 | 0 | 0
0.7156 | 0 | 0 | 0 |  | 0 | 0 | 0 | 0 | 0 | 0 | 0 | Calculations of the coefficients a,b, and c of the best-fit parabola y=ax^2+bx+c
0.7442 | 0 | 0 | 0 |  | 0 | 0 | 0 | 0 | 0 | 0 | 0 | sums | sumx | sumy | sumxy | sumx2 | sumx3 | sumx4 | sumx2y
0.63993 | 0 | 0 | 0 |  | 0 | 0 | 0 | 0 | 0 | 0 | 0 |  | ?X | ?Y | ?(X*Y) | ?(X*X) | ?(X^3) | ?(X^4) | ?(X^2)*y
0.56544 | 0 | 0 | 0 |  | 0 | 0 | 0 | 0 | 0 | 0 | 0 |  | 40 | 359.32 | 2194.06 | 254 | 1828 | 14102 | 15389.98
0.76916 | 0 | 0 | 0 |  | 0 | 0 | 0 | 0 | 0 | 0 | 0 | n | 9 | (number of points (n)
0.42978 | 0 | 0 | 0 |  | 0 | 0 | 0 | 0 | 0 | 0 | 0
0.24226 | 0 | 0 | 0 |  | 0 | 0 | 0 | 0 | 0 | 0 | 0 | D | 357612 | Denominator (D)
0.78257 | 0 | 0 | 0 |  | 0 | 0 | 0 | 0 | 0 | 0 | 0 | a= | -0.43598 | -0.43598
0.71373 | 0 | 0 | 0 |  | 0 | 0 | 0 | 0 | 0 | 0 | 0 | b= | 11.8322
0.15806 | 0 | 0 | 0 |  | 0 | 0 | 0 | 0 | 0 | 0 | 0 | c= | -0.35897
0.81741 | 0 | 0 | 0 |  | 0 | 0 | 0 | 0 | 0 | 0 | 0 | y= | -0.43598 | X^2 | + | 11.8322 | x | + | -0.35897
0.69439 | 0 | 0 | 0 |  | 0 | 0 | 0 | 0 | 0 | 0 | 0
0.74716 | 0 | 0 | 0 |  | 0 | 0 | 0 | 0 | 0 | 0 | 0
0.65982 | 0 | 0 | 0 |  | 0 | 0 | 0 | 0 | 0 | 0 | 0
0.48872 | 0 | 0 | 0 |  | 0 | 0 | 0 | 0 | 0 | 0 | 0
0.62993 | 0 | 0 | 0 |  | 0 | 0 | 0 | 0 | 0 | 0 | 0
0.35165 | 0 | 0 | 0 |  | 0 | 0 | 0 | 0 | 0 | 0 | 0
0.31863 | 0 | 0 | 0 |  | 0 | 0 | 0 | 0 | 0 | 0 | 0
0.21573 | 0 | 0 | 0 |  | 0 | 0 | 0 | 0 | 0 | 0 | 0
0.82956 | 0 | 0 | 0 |  | 0 | 0 | 0 | 0 | 0 | 0 | 0
0.49178 | 0 | 0 | 0 |  | 0 | 0 | 0 | 0 | 0 | 0 | 0
0.57869 | 0 | 0 | 0 |  | 0 | 0 | 0 | 0 | 0 | 0 | 0
0.88818 | 0 | 0 | 0 |  | 0 | 0 | 0 | 0 | 0 | 0 | 0
0.62833 | 0 | 0 | 0 |  | 0 | 0 | 0 | 0 | 0 | 0 | 0
0.94079 | 0 | 0 | 0 |  | 0 | 0 | 0 | 0 | 0 | 0 | 0
0.49353 | 0 | 0 | 0 |  | 0 | 0 | 0 | 0 | 0 | 0 | 0
0.66372 | 0 | 0 | 0 |  | 0 | 0 | 0 | 0 | 0 | 0 | 0
0.24032 | 0 | 0 | 0 |  | 0 | 0 | 0 | 0 | 0 | 0 | 0
0.23143 | 0 | 0 | 0 |  | 0 | 0 | 0 | 0 | 0 | 0 | 0

## Sheet54
bootstrap selection | Standards | Instrument readings | Reading of the unknown | Calculated concentration | X | Y | X*Y | X*X | X^3 | X^4 | X^2y
0.58812 | 2 | 24.1 | 0 |  | 2 | 24.1 | 48.2 | 4 | 8 | 16 | 96.4
0.64907 | 3 | 31.1 | 0 |  | 3 | 31.1 | 93.3 | 9 | 27 | 81 | 279.9
0.84484 | 4 | 41.5 | 0 |  | 4 | 41.5 | 166 | 16 | 64 | 256 | 664
0.68205 | 5 | 46 | 0 |  | 5 | 46 | 230 | 25 | 125 | 625 | 1150
0.99025 | 6 | 55.9 | 0 |  | 6 | 55.9 | 335.4 | 36 | 216 | 1296 | 2012.4
0.19107 | 6 | 55.9 | 0 |  | 6 | 55.9 | 335.4 | 36 | 216 | 1296 | 2012.4
0.39495 | 7 | 63 | 0 |  | 7 | 63 | 441 | 49 | 343 | 2401 | 3087
0.6274 | 9 | 71 | 0 |  | 9 | 71 | 639 | 81 | 729 | 6561 | 5751
0.3741 | 9 | 71 | 0 |  | 9 | 71 | 639 | 81 | 729 | 6561 | 5751
0.3678 | 0 | 0 | 0 |  | 0 | 0 | 0 | 0 | 0 | 0 | 0
0.93907 | 0 | 0 | 0 |  | 0 | 0 | 0 | 0 | 0 | 0 | 0
0.47104 | 0 | 0 | 0 |  | 0 | 0 | 0 | 0 | 0 | 0 | 0
0.87916 | 0 | 0 | 0 |  | 0 | 0 | 0 | 0 | 0 | 0 | 0
0.10117 | 0 | 0 | 0 |  | 0 | 0 | 0 | 0 | 0 | 0 | 0
0.44847 | 0 | 0 | 0 |  | 0 | 0 | 0 | 0 | 0 | 0 | 0
0.69131 | 0 | 0 | 0 |  | 0 | 0 | 0 | 0 | 0 | 0 | 0
0.77637 | 0 | 0 | 0 |  | 0 | 0 | 0 | 0 | 0 | 0 | 0 | Calculations of the coefficients a,b, and c of the best-fit parabola y=ax^2+bx+c
0.593 | 0 | 0 | 0 |  | 0 | 0 | 0 | 0 | 0 | 0 | 0 | sums | sumx | sumy | sumxy | sumx2 | sumx3 | sumx4 | sumx2y
0.093255 | 0 | 0 | 0 |  | 0 | 0 | 0 | 0 | 0 | 0 | 0 |  | ?X | ?Y | ?(X*Y) | ?(X*X) | ?(X^3) | ?(X^4) | ?(X^2)*y
0.39852 | 0 | 0 | 0 |  | 0 | 0 | 0 | 0 | 0 | 0 | 0 |  | 51 | 459.5 | 2927.3 | 337 | 2457 | 19093 | 20804.1
0.046441 | 0 | 0 | 0 |  | 0 | 0 | 0 | 0 | 0 | 0 | 0 | n | 9 | (number of points (n)
0.19324 | 0 | 0 | 0 |  | 0 | 0 | 0 | 0 | 0 | 0 | 0
0.92978 | 0 | 0 | 0 |  | 0 | 0 | 0 | 0 | 0 | 0 | 0 | D | 100700 | Denominator (D)
0.96223 | 0 | 0 | 0 |  | 0 | 0 | 0 | 0 | 0 | 0 | 0 | a= | -0.38627 | -0.38627
0.4531 | 0 | 0 | 0 |  | 0 | 0 | 0 | 0 | 0 | 0 | 0 | b= | 11.1435
0.56953 | 0 | 0 | 0 |  | 0 | 0 | 0 | 0 | 0 | 0 | 0 | c= | 2.373
0.79689 | 0 | 0 | 0 |  | 0 | 0 | 0 | 0 | 0 | 0 | 0 | y= | -0.38627 | X^2 | + | 11.1435 | x | + | 2.373
0.051336 | 0 | 0 | 0 |  | 0 | 0 | 0 | 0 | 0 | 0 | 0
0.68997 | 0 | 0 | 0 |  | 0 | 0 | 0 | 0 | 0 | 0 | 0
0.90026 | 0 | 0 | 0 |  | 0 | 0 | 0 | 0 | 0 | 0 | 0
0.46991 | 0 | 0 | 0 |  | 0 | 0 | 0 | 0 | 0 | 0 | 0
0.78745 | 0 | 0 | 0 |  | 0 | 0 | 0 | 0 | 0 | 0 | 0
0.42739 | 0 | 0 | 0 |  | 0 | 0 | 0 | 0 | 0 | 0 | 0
0.82954 | 0 | 0 | 0 |  | 0 | 0 | 0 | 0 | 0 | 0 | 0
0.62798 | 0 | 0 | 0 |  | 0 | 0 | 0 | 0 | 0 | 0 | 0
0.52524 | 0 | 0 | 0 |  | 0 | 0 | 0 | 0 | 0 | 0 | 0
0.7781 | 0 | 0 | 0 |  | 0 | 0 | 0 | 0 | 0 | 0 | 0
0.96426 | 0 | 0 | 0 |  | 0 | 0 | 0 | 0 | 0 | 0 | 0
0.86443 | 0 | 0 | 0 |  | 0 | 0 | 0 | 0 | 0 | 0 | 0
0.24029 | 0 | 0 | 0 |  | 0 | 0 | 0 | 0 | 0 | 0 | 0
0.028257 | 0 | 0 | 0 |  | 0 | 0 | 0 | 0 | 0 | 0 | 0
0.73642 | 0 | 0 | 0 |  | 0 | 0 | 0 | 0 | 0 | 0 | 0
0.029917 | 0 | 0 | 0 |  | 0 | 0 | 0 | 0 | 0 | 0 | 0
0.85872 | 0 | 0 | 0 |  | 0 | 0 | 0 | 0 | 0 | 0 | 0
0.98605 | 0 | 0 | 0 |  | 0 | 0 | 0 | 0 | 0 | 0 | 0

## Sheet55
bootstrap selection | Standards | Instrument readings | Reading of the unknown | Calculated concentration | X | Y | X*Y | X*X | X^3 | X^4 | X^2y
0.0085581 | 1 | 10.5 | 0 |  | 1 | 10.5 | 10.5 | 1 | 1 | 1 | 10.5
0.30192 | 2 | 24.1 | 0 |  | 2 | 24.1 | 48.2 | 4 | 8 | 16 | 96.4
0.9243 | 4 | 41.5 | 0 |  | 4 | 41.5 | 166 | 16 | 64 | 256 | 664
0.9215 | 5 | 46 | 0 |  | 5 | 46 | 230 | 25 | 125 | 625 | 1150
0.98338 | 6 | 55.9 | 0 |  | 6 | 55.9 | 335.4 | 36 | 216 | 1296 | 2012.4
0.15117 | 6 | 55.9 | 0 |  | 6 | 55.9 | 335.4 | 36 | 216 | 1296 | 2012.4
0.29615 | 7 | 63 | 0 |  | 7 | 63 | 441 | 49 | 343 | 2401 | 3087
0.94921 | 9 | 71 | 0 |  | 9 | 71 | 639 | 81 | 729 | 6561 | 5751
0.27502 | 9 | 71 | 0 |  | 9 | 71 | 639 | 81 | 729 | 6561 | 5751
0.90079 | 0 | 0 | 0 |  | 0 | 0 | 0 | 0 | 0 | 0 | 0
0.81414 | 0 | 0 | 0 |  | 0 | 0 | 0 | 0 | 0 | 0 | 0
0.21855 | 0 | 0 | 0 |  | 0 | 0 | 0 | 0 | 0 | 0 | 0
0.48141 | 0 | 0 | 0 |  | 0 | 0 | 0 | 0 | 0 | 0 | 0
0.89746 | 0 | 0 | 0 |  | 0 | 0 | 0 | 0 | 0 | 0 | 0
0.57361 | 0 | 0 | 0 |  | 0 | 0 | 0 | 0 | 0 | 0 | 0
0.70332 | 0 | 0 | 0 |  | 0 | 0 | 0 | 0 | 0 | 0 | 0
0.64422 | 0 | 0 | 0 |  | 0 | 0 | 0 | 0 | 0 | 0 | 0 | Calculations of the coefficients a,b, and c of the best-fit parabola y=ax^2+bx+c
0.046339 | 0 | 0 | 0 |  | 0 | 0 | 0 | 0 | 0 | 0 | 0 | sums | sumx | sumy | sumxy | sumx2 | sumx3 | sumx4 | sumx2y
0.10113 | 0 | 0 | 0 |  | 0 | 0 | 0 | 0 | 0 | 0 | 0 |  | ?X | ?Y | ?(X*Y) | ?(X*X) | ?(X^3) | ?(X^4) | ?(X^2)*y
0.2318 | 0 | 0 | 0 |  | 0 | 0 | 0 | 0 | 0 | 0 | 0 |  | 49 | 438.9 | 2844.5 | 329 | 2431 | 19013 | 20534.7
0.65264 | 0 | 0 | 0 |  | 0 | 0 | 0 | 0 | 0 | 0 | 0 | n | 9 | (number of points (n)
0.79027 | 0 | 0 | 0 |  | 0 | 0 | 0 | 0 | 0 | 0 | 0
0.54477 | 0 | 0 | 0 |  | 0 | 0 | 0 | 0 | 0 | 0 | 0 | D | 228444 | Denominator (D)
0.1122 | 0 | 0 | 0 |  | 0 | 0 | 0 | 0 | 0 | 0 | 0 | a= | -0.45895 | -0.45895
0.89275 | 0 | 0 | 0 |  | 0 | 0 | 0 | 0 | 0 | 0 | 0 | b= | 12.0304
0.50754 | 0 | 0 | 0 |  | 0 | 0 | 0 | 0 | 0 | 0 | 0 | c= | 0.04486
0.041251 | 0 | 0 | 0 |  | 0 | 0 | 0 | 0 | 0 | 0 | 0 | y= | -0.45895 | X^2 | + | 12.0304 | x | + | 0.04486
0.15321 | 0 | 0 | 0 |  | 0 | 0 | 0 | 0 | 0 | 0 | 0
0.91444 | 0 | 0 | 0 |  | 0 | 0 | 0 | 0 | 0 | 0 | 0
0.88953 | 0 | 0 | 0 |  | 0 | 0 | 0 | 0 | 0 | 0 | 0
0.50921 | 0 | 0 | 0 |  | 0 | 0 | 0 | 0 | 0 | 0 | 0
0.70073 | 0 | 0 | 0 |  | 0 | 0 | 0 | 0 | 0 | 0 | 0
0.38506 | 0 | 0 | 0 |  | 0 | 0 | 0 | 0 | 0 | 0 | 0
0.12497 | 0 | 0 | 0 |  | 0 | 0 | 0 | 0 | 0 | 0 | 0
0.8256 | 0 | 0 | 0 |  | 0 | 0 | 0 | 0 | 0 | 0 | 0
0.66951 | 0 | 0 | 0 |  | 0 | 0 | 0 | 0 | 0 | 0 | 0
0.24568 | 0 | 0 | 0 |  | 0 | 0 | 0 | 0 | 0 | 0 | 0
0.46532 | 0 | 0 | 0 |  | 0 | 0 | 0 | 0 | 0 | 0 | 0
0.53624 | 0 | 0 | 0 |  | 0 | 0 | 0 | 0 | 0 | 0 | 0
0.83795 | 0 | 0 | 0 |  | 0 | 0 | 0 | 0 | 0 | 0 | 0
0.34663 | 0 | 0 | 0 |  | 0 | 0 | 0 | 0 | 0 | 0 | 0
0.11949 | 0 | 0 | 0 |  | 0 | 0 | 0 | 0 | 0 | 0 | 0
0.39119 | 0 | 0 | 0 |  | 0 | 0 | 0 | 0 | 0 | 0 | 0
0.73766 | 0 | 0 | 0 |  | 0 | 0 | 0 | 0 | 0 | 0 | 0
0.28487 | 0 | 0 | 0 |  | 0 | 0 | 0 | 0 | 0 | 0 | 0

## Sheet56
bootstrap selection | Standards | Instrument readings | Reading of the unknown | Calculated concentration | X | Y | X*Y | X*X | X^3 | X^4 | X^2y
0.90975 | 2 | 24.1 | 0 |  | 2 | 24.1 | 48.2 | 4 | 8 | 16 | 96.4
0.90314 | 3 | 31.1 | 0 |  | 3 | 31.1 | 93.3 | 9 | 27 | 81 | 279.9
0.054807 | 3 | 31.1 | 0 |  | 3 | 31.1 | 93.3 | 9 | 27 | 81 | 279.9
0.95958 | 5 | 46 | 0 |  | 5 | 46 | 230 | 25 | 125 | 625 | 1150
0.92176 | 6 | 55.9 | 0 |  | 6 | 55.9 | 335.4 | 36 | 216 | 1296 | 2012.4
0.22774 | 6 | 55.9 | 0 |  | 6 | 55.9 | 335.4 | 36 | 216 | 1296 | 2012.4
0.3236 | 7 | 63 | 0 |  | 7 | 63 | 441 | 49 | 343 | 2401 | 3087
0.56144 | 9 | 71 | 0 |  | 9 | 71 | 639 | 81 | 729 | 6561 | 5751
0.85009 | 0 | 0 | 0 |  | 0 | 0 | 0 | 0 | 0 | 0 | 0
0.9269 | 0 | 0 | 0 |  | 0 | 0 | 0 | 0 | 0 | 0 | 0
0.52626 | 0 | 0 | 0 |  | 0 | 0 | 0 | 0 | 0 | 0 | 0
0.16346 | 0 | 0 | 0 |  | 0 | 0 | 0 | 0 | 0 | 0 | 0
0.63367 | 0 | 0 | 0 |  | 0 | 0 | 0 | 0 | 0 | 0 | 0
0.85187 | 0 | 0 | 0 |  | 0 | 0 | 0 | 0 | 0 | 0 | 0
0.61157 | 0 | 0 | 0 |  | 0 | 0 | 0 | 0 | 0 | 0 | 0
0.33632 | 0 | 0 | 0 |  | 0 | 0 | 0 | 0 | 0 | 0 | 0
0.081261 | 0 | 0 | 0 |  | 0 | 0 | 0 | 0 | 0 | 0 | 0 | Calculations of the coefficients a,b, and c of the best-fit parabola y=ax^2+bx+c
0.3861 | 0 | 0 | 0 |  | 0 | 0 | 0 | 0 | 0 | 0 | 0 | sums | sumx | sumy | sumxy | sumx2 | sumx3 | sumx4 | sumx2y
0.29876 | 0 | 0 | 0 |  | 0 | 0 | 0 | 0 | 0 | 0 | 0 |  | ?X | ?Y | ?(X*Y) | ?(X*X) | ?(X^3) | ?(X^4) | ?(X^2)*y
0.12601 | 0 | 0 | 0 |  | 0 | 0 | 0 | 0 | 0 | 0 | 0 |  | 41 | 378.1 | 2215.6 | 249 | 1691 | 12357 | 14669
0.59293 | 0 | 0 | 0 |  | 0 | 0 | 0 | 0 | 0 | 0 | 0 | n | 9 | (number of points (n)
0.20023 | 0 | 0 | 0 |  | 0 | 0 | 0 | 0 | 0 | 0 | 0
0.19008 | 0 | 0 | 0 |  | 0 | 0 | 0 | 0 | 0 | 0 | 0 | D | 273180 | Denominator (D)
0.98122 | 0 | 0 | 0 |  | 0 | 0 | 0 | 0 | 0 | 0 | 0 | a= | -0.41746 | -0.41746
0.052995 | 0 | 0 | 0 |  | 0 | 0 | 0 | 0 | 0 | 0 | 0 | b= | 11.6604
0.61682 | 0 | 0 | 0 |  | 0 | 0 | 0 | 0 | 0 | 0 | 0 | c= | 0.44158
0.78148 | 0 | 0 | 0 |  | 0 | 0 | 0 | 0 | 0 | 0 | 0 | y= | -0.41746 | X^2 | + | 11.6604 | x | + | 0.44158
0.29285 | 0 | 0 | 0 |  | 0 | 0 | 0 | 0 | 0 | 0 | 0
0.32085 | 0 | 0 | 0 |  | 0 | 0 | 0 | 0 | 0 | 0 | 0
0.36318 | 0 | 0 | 0 |  | 0 | 0 | 0 | 0 | 0 | 0 | 0
0.39641 | 0 | 0 | 0 |  | 0 | 0 | 0 | 0 | 0 | 0 | 0
0.38717 | 0 | 0 | 0 |  | 0 | 0 | 0 | 0 | 0 | 0 | 0
0.21129 | 0 | 0 | 0 |  | 0 | 0 | 0 | 0 | 0 | 0 | 0
0.18426 | 0 | 0 | 0 |  | 0 | 0 | 0 | 0 | 0 | 0 | 0
0.38162 | 0 | 0 | 0 |  | 0 | 0 | 0 | 0 | 0 | 0 | 0
0.4782 | 0 | 0 | 0 |  | 0 | 0 | 0 | 0 | 0 | 0 | 0
0.068142 | 0 | 0 | 0 |  | 0 | 0 | 0 | 0 | 0 | 0 | 0
0.54875 | 0 | 0 | 0 |  | 0 | 0 | 0 | 0 | 0 | 0 | 0
0.84191 | 0 | 0 | 0 |  | 0 | 0 | 0 | 0 | 0 | 0 | 0
0.87524 | 0 | 0 | 0 |  | 0 | 0 | 0 | 0 | 0 | 0 | 0
0.39416 | 0 | 0 | 0 |  | 0 | 0 | 0 | 0 | 0 | 0 | 0
0.67491 | 0 | 0 | 0 |  | 0 | 0 | 0 | 0 | 0 | 0 | 0
0.70484 | 0 | 0 | 0 |  | 0 | 0 | 0 | 0 | 0 | 0 | 0
0.20766 | 0 | 0 | 0 |  | 0 | 0 | 0 | 0 | 0 | 0 | 0
0.54227 | 0 | 0 | 0 |  | 0 | 0 | 0 | 0 | 0 | 0 | 0

## Sheet57
bootstrap selection | Standards | Instrument readings | Reading of the unknown | Calculated concentration | X | Y | X*Y | X*X | X^3 | X^4 | X^2y
0.047505 | 1 | 10.5 | 0 |  | 1 | 10.5 | 10.5 | 1 | 1 | 1 | 10.5
0.18262 | 2 | 24.1 | 0 |  | 2 | 24.1 | 48.2 | 4 | 8 | 16 | 96.4
0.96548 | 4 | 41.5 | 0 |  | 4 | 41.5 | 166 | 16 | 64 | 256 | 664
0.40142 | 4 | 41.5 | 0 |  | 4 | 41.5 | 166 | 16 | 64 | 256 | 664
0.71884 | 6 | 55.9 | 0 |  | 6 | 55.9 | 335.4 | 36 | 216 | 1296 | 2012.4
0.68607 | 7 | 63 | 0 |  | 7 | 63 | 441 | 49 | 343 | 2401 | 3087
0.76039 | 8 | 65.12 | 0 |  | 8 | 65.12 | 520.96 | 64 | 512 | 4096 | 4167.68
0.64482 | 9 | 71 | 0 |  | 9 | 71 | 639 | 81 | 729 | 6561 | 5751
0.38149 | 9 | 71 | 0 |  | 9 | 71 | 639 | 81 | 729 | 6561 | 5751
0.91378 | 0 | 0 | 0 |  | 0 | 0 | 0 | 0 | 0 | 0 | 0
0.98159 | 0 | 0 | 0 |  | 0 | 0 | 0 | 0 | 0 | 0 | 0
0.93942 | 0 | 0 | 0 |  | 0 | 0 | 0 | 0 | 0 | 0 | 0
0.33204 | 0 | 0 | 0 |  | 0 | 0 | 0 | 0 | 0 | 0 | 0
0.17605 | 0 | 0 | 0 |  | 0 | 0 | 0 | 0 | 0 | 0 | 0
0.60979 | 0 | 0 | 0 |  | 0 | 0 | 0 | 0 | 0 | 0 | 0
0.38559 | 0 | 0 | 0 |  | 0 | 0 | 0 | 0 | 0 | 0 | 0
0.53769 | 0 | 0 | 0 |  | 0 | 0 | 0 | 0 | 0 | 0 | 0 | Calculations of the coefficients a,b, and c of the best-fit parabola y=ax^2+bx+c
0.23696 | 0 | 0 | 0 |  | 0 | 0 | 0 | 0 | 0 | 0 | 0 | sums | sumx | sumy | sumxy | sumx2 | sumx3 | sumx4 | sumx2y
0.91068 | 0 | 0 | 0 |  | 0 | 0 | 0 | 0 | 0 | 0 | 0 |  | ?X | ?Y | ?(X*Y) | ?(X*X) | ?(X^3) | ?(X^4) | ?(X^2)*y
0.15448 | 0 | 0 | 0 |  | 0 | 0 | 0 | 0 | 0 | 0 | 0 |  | 50 | 443.62 | 2966.06 | 348 | 2666 | 21444 | 22203.98
0.76131 | 0 | 0 | 0 |  | 0 | 0 | 0 | 0 | 0 | 0 | 0 | n | 9 | (number of points (n)
0.088748 | 0 | 0 | 0 |  | 0 | 0 | 0 | 0 | 0 | 0 | 0
0.22552 | 0 | 0 | 0 |  | 0 | 0 | 0 | 0 | 0 | 0 | 0 | D | 217212 | Denominator (D)
0.2557 | 0 | 0 | 0 |  | 0 | 0 | 0 | 0 | 0 | 0 | 0 | a= | -0.52895 | -0.52895
0.17008 | 0 | 0 | 0 |  | 0 | 0 | 0 | 0 | 0 | 0 | 0 | b= | 12.6605
0.9665 | 0 | 0 | 0 |  | 0 | 0 | 0 | 0 | 0 | 0 | 0 | c= | -0.59231
0.44168 | 0 | 0 | 0 |  | 0 | 0 | 0 | 0 | 0 | 0 | 0 | y= | -0.52895 | X^2 | + | 12.6605 | x | + | -0.59231
0.5686 | 0 | 0 | 0 |  | 0 | 0 | 0 | 0 | 0 | 0 | 0
0.66565 | 0 | 0 | 0 |  | 0 | 0 | 0 | 0 | 0 | 0 | 0
0.016456 | 0 | 0 | 0 |  | 0 | 0 | 0 | 0 | 0 | 0 | 0
0.22259 | 0 | 0 | 0 |  | 0 | 0 | 0 | 0 | 0 | 0 | 0
0.35463 | 0 | 0 | 0 |  | 0 | 0 | 0 | 0 | 0 | 0 | 0
0.38132 | 0 | 0 | 0 |  | 0 | 0 | 0 | 0 | 0 | 0 | 0
0.51151 | 0 | 0 | 0 |  | 0 | 0 | 0 | 0 | 0 | 0 | 0
0.069615 | 0 | 0 | 0 |  | 0 | 0 | 0 | 0 | 0 | 0 | 0
0.77794 | 0 | 0 | 0 |  | 0 | 0 | 0 | 0 | 0 | 0 | 0
0.63917 | 0 | 0 | 0 |  | 0 | 0 | 0 | 0 | 0 | 0 | 0
0.95628 | 0 | 0 | 0 |  | 0 | 0 | 0 | 0 | 0 | 0 | 0
0.25804 | 0 | 0 | 0 |  | 0 | 0 | 0 | 0 | 0 | 0 | 0
0.94751 | 0 | 0 | 0 |  | 0 | 0 | 0 | 0 | 0 | 0 | 0
0.52351 | 0 | 0 | 0 |  | 0 | 0 | 0 | 0 | 0 | 0 | 0
0.19619 | 0 | 0 | 0 |  | 0 | 0 | 0 | 0 | 0 | 0 | 0
0.22969 | 0 | 0 | 0 |  | 0 | 0 | 0 | 0 | 0 | 0 | 0
0.94693 | 0 | 0 | 0 |  | 0 | 0 | 0 | 0 | 0 | 0 | 0
0.92216 | 0 | 0 | 0 |  | 0 | 0 | 0 | 0 | 0 | 0 | 0

## Sheet58
bootstrap selection | Standards | Instrument readings | Reading of the unknown | Calculated concentration | X | Y | X*Y | X*X | X^3 | X^4 | X^2y
0.14328 | 1 | 10.5 | 0 |  | 1 | 10.5 | 10.5 | 1 | 1 | 1 | 10.5
0.59788 | 3 | 31.1 | 0 |  | 3 | 31.1 | 93.3 | 9 | 27 | 81 | 279.9
0.011369 | 3 | 31.1 | 0 |  | 3 | 31.1 | 93.3 | 9 | 27 | 81 | 279.9
0.58456 | 5 | 46 | 0 |  | 5 | 46 | 230 | 25 | 125 | 625 | 1150
0.25286 | 5 | 46 | 0 |  | 5 | 46 | 230 | 25 | 125 | 625 | 1150
0.78323 | 7 | 63 | 0 |  | 7 | 63 | 441 | 49 | 343 | 2401 | 3087
0.19621 | 7 | 63 | 0 |  | 7 | 63 | 441 | 49 | 343 | 2401 | 3087
0.74652 | 9 | 71 | 0 |  | 9 | 71 | 639 | 81 | 729 | 6561 | 5751
0.008376 | 9 | 71 | 0 |  | 9 | 71 | 639 | 81 | 729 | 6561 | 5751
0.017047 | 0 | 0 | 0 |  | 0 | 0 | 0 | 0 | 0 | 0 | 0
0.092412 | 0 | 0 | 0 |  | 0 | 0 | 0 | 0 | 0 | 0 | 0
0.6325 | 0 | 0 | 0 |  | 0 | 0 | 0 | 0 | 0 | 0 | 0
0.88677 | 0 | 0 | 0 |  | 0 | 0 | 0 | 0 | 0 | 0 | 0
0.73471 | 0 | 0 | 0 |  | 0 | 0 | 0 | 0 | 0 | 0 | 0
0.31202 | 0 | 0 | 0 |  | 0 | 0 | 0 | 0 | 0 | 0 | 0
0.90536 | 0 | 0 | 0 |  | 0 | 0 | 0 | 0 | 0 | 0 | 0
0.72859 | 0 | 0 | 0 |  | 0 | 0 | 0 | 0 | 0 | 0 | 0 | Calculations of the coefficients a,b, and c of the best-fit parabola y=ax^2+bx+c
0.22034 | 0 | 0 | 0 |  | 0 | 0 | 0 | 0 | 0 | 0 | 0 | sums | sumx | sumy | sumxy | sumx2 | sumx3 | sumx4 | sumx2y
0.3714 | 0 | 0 | 0 |  | 0 | 0 | 0 | 0 | 0 | 0 | 0 |  | ?X | ?Y | ?(X*Y) | ?(X*X) | ?(X^3) | ?(X^4) | ?(X^2)*y
0.59302 | 0 | 0 | 0 |  | 0 | 0 | 0 | 0 | 0 | 0 | 0 |  | 49 | 432.7 | 2817.1 | 329 | 2449 | 19337 | 20546.3
0.36755 | 0 | 0 | 0 |  | 0 | 0 | 0 | 0 | 0 | 0 | 0 | n | 9 | (number of points (n)
0.56419 | 0 | 0 | 0 |  | 0 | 0 | 0 | 0 | 0 | 0 | 0
0.2538 | 0 | 0 | 0 |  | 0 | 0 | 0 | 0 | 0 | 0 | 0 | D | 199680 | Denominator (D)
0.77334 | 0 | 0 | 0 |  | 0 | 0 | 0 | 0 | 0 | 0 | 0 | a= | -0.41442 | -0.41442
0.71237 | 0 | 0 | 0 |  | 0 | 0 | 0 | 0 | 0 | 0 | 0 | b= | 11.7946
0.28049 | 0 | 0 | 0 |  | 0 | 0 | 0 | 0 | 0 | 0 | 0 | c= | -0.98788
0.61526 | 0 | 0 | 0 |  | 0 | 0 | 0 | 0 | 0 | 0 | 0 | y= | -0.41442 | X^2 | + | 11.7946 | x | + | -0.98788
0.5381 | 0 | 0 | 0 |  | 0 | 0 | 0 | 0 | 0 | 0 | 0
0.2721 | 0 | 0 | 0 |  | 0 | 0 | 0 | 0 | 0 | 0 | 0
0.17153 | 0 | 0 | 0 |  | 0 | 0 | 0 | 0 | 0 | 0 | 0
0.36456 | 0 | 0 | 0 |  | 0 | 0 | 0 | 0 | 0 | 0 | 0
0.7957 | 0 | 0 | 0 |  | 0 | 0 | 0 | 0 | 0 | 0 | 0
0.67276 | 0 | 0 | 0 |  | 0 | 0 | 0 | 0 | 0 | 0 | 0
0.26264 | 0 | 0 | 0 |  | 0 | 0 | 0 | 0 | 0 | 0 | 0
0.4226 | 0 | 0 | 0 |  | 0 | 0 | 0 | 0 | 0 | 0 | 0
0.54748 | 0 | 0 | 0 |  | 0 | 0 | 0 | 0 | 0 | 0 | 0
0.91878 | 0 | 0 | 0 |  | 0 | 0 | 0 | 0 | 0 | 0 | 0
0.43554 | 0 | 0 | 0 |  | 0 | 0 | 0 | 0 | 0 | 0 | 0
0.34611 | 0 | 0 | 0 |  | 0 | 0 | 0 | 0 | 0 | 0 | 0
0.2043 | 0 | 0 | 0 |  | 0 | 0 | 0 | 0 | 0 | 0 | 0
0.70543 | 0 | 0 | 0 |  | 0 | 0 | 0 | 0 | 0 | 0 | 0
0.6174 | 0 | 0 | 0 |  | 0 | 0 | 0 | 0 | 0 | 0 | 0
0.91477 | 0 | 0 | 0 |  | 0 | 0 | 0 | 0 | 0 | 0 | 0
0.16639 | 0 | 0 | 0 |  | 0 | 0 | 0 | 0 | 0 | 0 | 0
0.26579 | 0 | 0 | 0 |  | 0 | 0 | 0 | 0 | 0 | 0 | 0

## Sheet59
bootstrap selection | Standards | Instrument readings | Reading of the unknown | Calculated concentration | X | Y | X*Y | X*X | X^3 | X^4 | X^2y
0.23633 | 1 | 10.5 | 0 |  | 1 | 10.5 | 10.5 | 1 | 1 | 1 | 10.5
0.97368 | 3 | 31.1 | 0 |  | 3 | 31.1 | 93.3 | 9 | 27 | 81 | 279.9
0.69067 | 4 | 41.5 | 0 |  | 4 | 41.5 | 166 | 16 | 64 | 256 | 664
0.10652 | 4 | 41.5 | 0 |  | 4 | 41.5 | 166 | 16 | 64 | 256 | 664
0.077812 | 5 | 46 | 0 |  | 5 | 46 | 230 | 25 | 125 | 625 | 1150
0.73297 | 7 | 63 | 0 |  | 7 | 63 | 441 | 49 | 343 | 2401 | 3087
0.46095 | 7 | 63 | 0 |  | 7 | 63 | 441 | 49 | 343 | 2401 | 3087
0.2271 | 8 | 65.12 | 0 |  | 8 | 65.12 | 520.96 | 64 | 512 | 4096 | 4167.68
0.038508 | 9 | 71 | 0 |  | 9 | 71 | 639 | 81 | 729 | 6561 | 5751
0.72213 | 0 | 0 | 0 |  | 0 | 0 | 0 | 0 | 0 | 0 | 0
0.093612 | 0 | 0 | 0 |  | 0 | 0 | 0 | 0 | 0 | 0 | 0
0.73282 | 0 | 0 | 0 |  | 0 | 0 | 0 | 0 | 0 | 0 | 0
0.43871 | 0 | 0 | 0 |  | 0 | 0 | 0 | 0 | 0 | 0 | 0
0.4744 | 0 | 0 | 0 |  | 0 | 0 | 0 | 0 | 0 | 0 | 0
0.86182 | 0 | 0 | 0 |  | 0 | 0 | 0 | 0 | 0 | 0 | 0
0.29466 | 0 | 0 | 0 |  | 0 | 0 | 0 | 0 | 0 | 0 | 0
0.59046 | 0 | 0 | 0 |  | 0 | 0 | 0 | 0 | 0 | 0 | 0 | Calculations of the coefficients a,b, and c of the best-fit parabola y=ax^2+bx+c
0.75423 | 0 | 0 | 0 |  | 0 | 0 | 0 | 0 | 0 | 0 | 0 | sums | sumx | sumy | sumxy | sumx2 | sumx3 | sumx4 | sumx2y
0.62613 | 0 | 0 | 0 |  | 0 | 0 | 0 | 0 | 0 | 0 | 0 |  | ?X | ?Y | ?(X*Y) | ?(X*X) | ?(X^3) | ?(X^4) | ?(X^2)*y
0.70012 | 0 | 0 | 0 |  | 0 | 0 | 0 | 0 | 0 | 0 | 0 |  | 48 | 432.72 | 2707.76 | 310 | 2208 | 16678 | 18861.08
0.62575 | 0 | 0 | 0 |  | 0 | 0 | 0 | 0 | 0 | 0 | 0 | n | 9 | (number of points (n)
0.79034 | 0 | 0 | 0 |  | 0 | 0 | 0 | 0 | 0 | 0 | 0
0.80622 | 0 | 0 | 0 |  | 0 | 0 | 0 | 0 | 0 | 0 | 0 | D | 147212 | Denominator (D)
0.71942 | 0 | 0 | 0 |  | 0 | 0 | 0 | 0 | 0 | 0 | 0 | a= | -0.50029 | -0.50029
0.40282 | 0 | 0 | 0 |  | 0 | 0 | 0 | 0 | 0 | 0 | 0 | b= | 12.5447
0.81733 | 0 | 0 | 0 |  | 0 | 0 | 0 | 0 | 0 | 0 | 0 | c= | -1.5929
0.023623 | 0 | 0 | 0 |  | 0 | 0 | 0 | 0 | 0 | 0 | 0 | y= | -0.50029 | X^2 | + | 12.5447 | x | + | -1.5929
0.13346 | 0 | 0 | 0 |  | 0 | 0 | 0 | 0 | 0 | 0 | 0
0.98291 | 0 | 0 | 0 |  | 0 | 0 | 0 | 0 | 0 | 0 | 0
0.68464 | 0 | 0 | 0 |  | 0 | 0 | 0 | 0 | 0 | 0 | 0
0.21626 | 0 | 0 | 0 |  | 0 | 0 | 0 | 0 | 0 | 0 | 0
0.17119 | 0 | 0 | 0 |  | 0 | 0 | 0 | 0 | 0 | 0 | 0
0.44303 | 0 | 0 | 0 |  | 0 | 0 | 0 | 0 | 0 | 0 | 0
0.16189 | 0 | 0 | 0 |  | 0 | 0 | 0 | 0 | 0 | 0 | 0
0.15452 | 0 | 0 | 0 |  | 0 | 0 | 0 | 0 | 0 | 0 | 0
0.36866 | 0 | 0 | 0 |  | 0 | 0 | 0 | 0 | 0 | 0 | 0
0.87016 | 0 | 0 | 0 |  | 0 | 0 | 0 | 0 | 0 | 0 | 0
0.64705 | 0 | 0 | 0 |  | 0 | 0 | 0 | 0 | 0 | 0 | 0
0.58987 | 0 | 0 | 0 |  | 0 | 0 | 0 | 0 | 0 | 0 | 0
0.27817 | 0 | 0 | 0 |  | 0 | 0 | 0 | 0 | 0 | 0 | 0
0.22639 | 0 | 0 | 0 |  | 0 | 0 | 0 | 0 | 0 | 0 | 0
0.87753 | 0 | 0 | 0 |  | 0 | 0 | 0 | 0 | 0 | 0 | 0
0.45477 | 0 | 0 | 0 |  | 0 | 0 | 0 | 0 | 0 | 0 | 0
0.61435 | 0 | 0 | 0 |  | 0 | 0 | 0 | 0 | 0 | 0 | 0
0.84434 | 0 | 0 | 0 |  | 0 | 0 | 0 | 0 | 0 | 0 | 0

## Sheet60
bootstrap selection | Standards | Instrument readings | Reading of the unknown | Calculated concentration | X | Y | X*Y | X*X | X^3 | X^4 | X^2y
0.39096 | 1 | 10.5 | 0 |  | 1 | 10.5 | 10.5 | 1 | 1 | 1 | 10.5
0.13752 | 2 | 24.1 | 0 |  | 2 | 24.1 | 48.2 | 4 | 8 | 16 | 96.4
0.27878 | 3 | 31.1 | 0 |  | 3 | 31.1 | 93.3 | 9 | 27 | 81 | 279.9
0.87851 | 5 | 46 | 0 |  | 5 | 46 | 230 | 25 | 125 | 625 | 1150
0.77991 | 6 | 55.9 | 0 |  | 6 | 55.9 | 335.4 | 36 | 216 | 1296 | 2012.4
0.61082 | 7 | 63 | 0 |  | 7 | 63 | 441 | 49 | 343 | 2401 | 3087
0.70449 | 8 | 65.12 | 0 |  | 8 | 65.12 | 520.96 | 64 | 512 | 4096 | 4167.68
0.11813 | 8 | 65.12 | 0 |  | 8 | 65.12 | 520.96 | 64 | 512 | 4096 | 4167.68
0.41331 | 9 | 71 | 0 |  | 9 | 71 | 639 | 81 | 729 | 6561 | 5751
0.25966 | 0 | 0 | 0 |  | 0 | 0 | 0 | 0 | 0 | 0 | 0
0.93451 | 0 | 0 | 0 |  | 0 | 0 | 0 | 0 | 0 | 0 | 0
0.55281 | 0 | 0 | 0 |  | 0 | 0 | 0 | 0 | 0 | 0 | 0
0.6144 | 0 | 0 | 0 |  | 0 | 0 | 0 | 0 | 0 | 0 | 0
0.29503 | 0 | 0 | 0 |  | 0 | 0 | 0 | 0 | 0 | 0 | 0
0.86671 | 0 | 0 | 0 |  | 0 | 0 | 0 | 0 | 0 | 0 | 0
0.64549 | 0 | 0 | 0 |  | 0 | 0 | 0 | 0 | 0 | 0 | 0
0.59636 | 0 | 0 | 0 |  | 0 | 0 | 0 | 0 | 0 | 0 | 0 | Calculations of the coefficients a,b, and c of the best-fit parabola y=ax^2+bx+c
0.30155 | 0 | 0 | 0 |  | 0 | 0 | 0 | 0 | 0 | 0 | 0 | sums | sumx | sumy | sumxy | sumx2 | sumx3 | sumx4 | sumx2y
0.30641 | 0 | 0 | 0 |  | 0 | 0 | 0 | 0 | 0 | 0 | 0 |  | ?X | ?Y | ?(X*Y) | ?(X*X) | ?(X^3) | ?(X^4) | ?(X^2)*y
0.38932 | 0 | 0 | 0 |  | 0 | 0 | 0 | 0 | 0 | 0 | 0 |  | 49 | 431.84 | 2839.32 | 333 | 2473 | 19173 | 20722.56
0.99323 | 0 | 0 | 0 |  | 0 | 0 | 0 | 0 | 0 | 0 | 0 | n | 9 | (number of points (n)
0.4352 | 0 | 0 | 0 |  | 0 | 0 | 0 | 0 | 0 | 0 | 0
0.50683 | 0 | 0 | 0 |  | 0 | 0 | 0 | 0 | 0 | 0 | 0 | D | 163392 | Denominator (D)
0.38447 | 0 | 0 | 0 |  | 0 | 0 | 0 | 0 | 0 | 0 | 0 | a= | -0.44155 | -0.44155
0.012244 | 0 | 0 | 0 |  | 0 | 0 | 0 | 0 | 0 | 0 | 0 | b= | 11.7727
0.97093 | 0 | 0 | 0 |  | 0 | 0 | 0 | 0 | 0 | 0 | 0 | c= | 0.22385
0.0069498 | 0 | 0 | 0 |  | 0 | 0 | 0 | 0 | 0 | 0 | 0 | y= | -0.44155 | X^2 | + | 11.7727 | x | + | 0.22385
0.11257 | 0 | 0 | 0 |  | 0 | 0 | 0 | 0 | 0 | 0 | 0
0.17184 | 0 | 0 | 0 |  | 0 | 0 | 0 | 0 | 0 | 0 | 0
0.527 | 0 | 0 | 0 |  | 0 | 0 | 0 | 0 | 0 | 0 | 0
0.10023 | 0 | 0 | 0 |  | 0 | 0 | 0 | 0 | 0 | 0 | 0
0.86295 | 0 | 0 | 0 |  | 0 | 0 | 0 | 0 | 0 | 0 | 0
0.35855 | 0 | 0 | 0 |  | 0 | 0 | 0 | 0 | 0 | 0 | 0
0.88197 | 0 | 0 | 0 |  | 0 | 0 | 0 | 0 | 0 | 0 | 0
0.24848 | 0 | 0 | 0 |  | 0 | 0 | 0 | 0 | 0 | 0 | 0
0.97652 | 0 | 0 | 0 |  | 0 | 0 | 0 | 0 | 0 | 0 | 0
0.58753 | 0 | 0 | 0 |  | 0 | 0 | 0 | 0 | 0 | 0 | 0
0.85835 | 0 | 0 | 0 |  | 0 | 0 | 0 | 0 | 0 | 0 | 0
0.088461 | 0 | 0 | 0 |  | 0 | 0 | 0 | 0 | 0 | 0 | 0
0.1094 | 0 | 0 | 0 |  | 0 | 0 | 0 | 0 | 0 | 0 | 0
0.53887 | 0 | 0 | 0 |  | 0 | 0 | 0 | 0 | 0 | 0 | 0
0.16879 | 0 | 0 | 0 |  | 0 | 0 | 0 | 0 | 0 | 0 | 0
0.62187 | 0 | 0 | 0 |  | 0 | 0 | 0 | 0 | 0 | 0 | 0
0.018964 | 0 | 0 | 0 |  | 0 | 0 | 0 | 0 | 0 | 0 | 0
0.71083 | 0 | 0 | 0 |  | 0 | 0 | 0 | 0 | 0 | 0 | 0

## Sheet61
bootstrap selection | Standards | Instrument readings | Reading of the unknown | Calculated concentration | X | Y | X*Y | X*X | X^3 | X^4 | X^2y
0.73146 | 2 | 24.1 | 0 |  | 2 | 24.1 | 48.2 | 4 | 8 | 16 | 96.4
0.92403 | 3 | 31.1 | 0 |  | 3 | 31.1 | 93.3 | 9 | 27 | 81 | 279.9
0.89666 | 4 | 41.5 | 0 |  | 4 | 41.5 | 166 | 16 | 64 | 256 | 664
0.29359 | 4 | 41.5 | 0 |  | 4 | 41.5 | 166 | 16 | 64 | 256 | 664
0.20741 | 5 | 46 | 0 |  | 5 | 46 | 230 | 25 | 125 | 625 | 1150
0.34087 | 6 | 55.9 | 0 |  | 6 | 55.9 | 335.4 | 36 | 216 | 1296 | 2012.4
0.28247 | 7 | 63 | 0 |  | 7 | 63 | 441 | 49 | 343 | 2401 | 3087
0.55617 | 9 | 71 | 0 |  | 9 | 71 | 639 | 81 | 729 | 6561 | 5751
0.2824 | 9 | 71 | 0 |  | 9 | 71 | 639 | 81 | 729 | 6561 | 5751
0.71275 | 0 | 0 | 0 |  | 0 | 0 | 0 | 0 | 0 | 0 | 0
0.5212 | 0 | 0 | 0 |  | 0 | 0 | 0 | 0 | 0 | 0 | 0
0.45228 | 0 | 0 | 0 |  | 0 | 0 | 0 | 0 | 0 | 0 | 0
0.64805 | 0 | 0 | 0 |  | 0 | 0 | 0 | 0 | 0 | 0 | 0
0.92735 | 0 | 0 | 0 |  | 0 | 0 | 0 | 0 | 0 | 0 | 0
0.13676 | 0 | 0 | 0 |  | 0 | 0 | 0 | 0 | 0 | 0 | 0
0.67194 | 0 | 0 | 0 |  | 0 | 0 | 0 | 0 | 0 | 0 | 0
0.64249 | 0 | 0 | 0 |  | 0 | 0 | 0 | 0 | 0 | 0 | 0 | Calculations of the coefficients a,b, and c of the best-fit parabola y=ax^2+bx+c
0.27677 | 0 | 0 | 0 |  | 0 | 0 | 0 | 0 | 0 | 0 | 0 | sums | sumx | sumy | sumxy | sumx2 | sumx3 | sumx4 | sumx2y
0.75495 | 0 | 0 | 0 |  | 0 | 0 | 0 | 0 | 0 | 0 | 0 |  | ?X | ?Y | ?(X*Y) | ?(X*X) | ?(X^3) | ?(X^4) | ?(X^2)*y
0.10549 | 0 | 0 | 0 |  | 0 | 0 | 0 | 0 | 0 | 0 | 0 |  | 49 | 445.1 | 2757.9 | 317 | 2305 | 18053 | 19455.7
0.5544 | 0 | 0 | 0 |  | 0 | 0 | 0 | 0 | 0 | 0 | 0 | n | 9 | (number of points (n)
0.51507 | 0 | 0 | 0 |  | 0 | 0 | 0 | 0 | 0 | 0 | 0
0.3162 | 0 | 0 | 0 |  | 0 | 0 | 0 | 0 | 0 | 0 | 0 | D | 94848 | Denominator (D)
0.51769 | 0 | 0 | 0 |  | 0 | 0 | 0 | 0 | 0 | 0 | 0 | a= | -0.3799 | -0.3799
0.81597 | 0 | 0 | 0 |  | 0 | 0 | 0 | 0 | 0 | 0 | 0 | b= | 11.0426
0.038769 | 0 | 0 | 0 |  | 0 | 0 | 0 | 0 | 0 | 0 | 0 | c= | 2.7158
0.43095 | 0 | 0 | 0 |  | 0 | 0 | 0 | 0 | 0 | 0 | 0 | y= | -0.3799 | X^2 | + | 11.0426 | x | + | 2.7158
0.86931 | 0 | 0 | 0 |  | 0 | 0 | 0 | 0 | 0 | 0 | 0
0.22148 | 0 | 0 | 0 |  | 0 | 0 | 0 | 0 | 0 | 0 | 0
0.68264 | 0 | 0 | 0 |  | 0 | 0 | 0 | 0 | 0 | 0 | 0
0.30701 | 0 | 0 | 0 |  | 0 | 0 | 0 | 0 | 0 | 0 | 0
0.083757 | 0 | 0 | 0 |  | 0 | 0 | 0 | 0 | 0 | 0 | 0
0.95715 | 0 | 0 | 0 |  | 0 | 0 | 0 | 0 | 0 | 0 | 0
0.19254 | 0 | 0 | 0 |  | 0 | 0 | 0 | 0 | 0 | 0 | 0
0.13547 | 0 | 0 | 0 |  | 0 | 0 | 0 | 0 | 0 | 0 | 0
0.90434 | 0 | 0 | 0 |  | 0 | 0 | 0 | 0 | 0 | 0 | 0
0.31314 | 0 | 0 | 0 |  | 0 | 0 | 0 | 0 | 0 | 0 | 0
0.34155 | 0 | 0 | 0 |  | 0 | 0 | 0 | 0 | 0 | 0 | 0
0.94448 | 0 | 0 | 0 |  | 0 | 0 | 0 | 0 | 0 | 0 | 0
0.16772 | 0 | 0 | 0 |  | 0 | 0 | 0 | 0 | 0 | 0 | 0
0.11398 | 0 | 0 | 0 |  | 0 | 0 | 0 | 0 | 0 | 0 | 0
0.26879 | 0 | 0 | 0 |  | 0 | 0 | 0 | 0 | 0 | 0 | 0
0.91876 | 0 | 0 | 0 |  | 0 | 0 | 0 | 0 | 0 | 0 | 0
0.90987 | 0 | 0 | 0 |  | 0 | 0 | 0 | 0 | 0 | 0 | 0
0.63561 | 0 | 0 | 0 |  | 0 | 0 | 0 | 0 | 0 | 0 | 0

## Sheet62
bootstrap selection | Standards | Instrument readings | Reading of the unknown | Calculated concentration | X | Y | X*Y | X*X | X^3 | X^4 | X^2y
0.45105 | 1 | 10.5 | 0 |  | 1 | 10.5 | 10.5 | 1 | 1 | 1 | 10.5
0.16557 | 2 | 24.1 | 0 |  | 2 | 24.1 | 48.2 | 4 | 8 | 16 | 96.4
0.74906 | 4 | 41.5 | 0 |  | 4 | 41.5 | 166 | 16 | 64 | 256 | 664
0.77449 | 5 | 46 | 0 |  | 5 | 46 | 230 | 25 | 125 | 625 | 1150
0.40133 | 5 | 46 | 0 |  | 5 | 46 | 230 | 25 | 125 | 625 | 1150
0.82224 | 7 | 63 | 0 |  | 7 | 63 | 441 | 49 | 343 | 2401 | 3087
0.76035 | 8 | 65.12 | 0 |  | 8 | 65.12 | 520.96 | 64 | 512 | 4096 | 4167.68
0.20655 | 8 | 65.12 | 0 |  | 8 | 65.12 | 520.96 | 64 | 512 | 4096 | 4167.68
0.0042236 | 9 | 71 | 0 |  | 9 | 71 | 639 | 81 | 729 | 6561 | 5751
0.421 | 0 | 0 | 0 |  | 0 | 0 | 0 | 0 | 0 | 0 | 0
0.28862 | 0 | 0 | 0 |  | 0 | 0 | 0 | 0 | 0 | 0 | 0
0.56915 | 0 | 0 | 0 |  | 0 | 0 | 0 | 0 | 0 | 0 | 0
0.00080468 | 0 | 0 | 0 |  | 0 | 0 | 0 | 0 | 0 | 0 | 0
0.86318 | 0 | 0 | 0 |  | 0 | 0 | 0 | 0 | 0 | 0 | 0
0.88738 | 0 | 0 | 0 |  | 0 | 0 | 0 | 0 | 0 | 0 | 0
0.88202 | 0 | 0 | 0 |  | 0 | 0 | 0 | 0 | 0 | 0 | 0
0.1399 | 0 | 0 | 0 |  | 0 | 0 | 0 | 0 | 0 | 0 | 0 | Calculations of the coefficients a,b, and c of the best-fit parabola y=ax^2+bx+c
0.65977 | 0 | 0 | 0 |  | 0 | 0 | 0 | 0 | 0 | 0 | 0 | sums | sumx | sumy | sumxy | sumx2 | sumx3 | sumx4 | sumx2y
0.20773 | 0 | 0 | 0 |  | 0 | 0 | 0 | 0 | 0 | 0 | 0 |  | ?X | ?Y | ?(X*Y) | ?(X*X) | ?(X^3) | ?(X^4) | ?(X^2)*y
0.1911 | 0 | 0 | 0 |  | 0 | 0 | 0 | 0 | 0 | 0 | 0 |  | 49 | 432.34 | 2806.62 | 329 | 2419 | 18677 | 20244.26
0.0085461 | 0 | 0 | 0 |  | 0 | 0 | 0 | 0 | 0 | 0 | 0 | n | 9 | (number of points (n)
0.92378 | 0 | 0 | 0 |  | 0 | 0 | 0 | 0 | 0 | 0 | 0
0.73143 | 0 | 0 | 0 |  | 0 | 0 | 0 | 0 | 0 | 0 | 0 | D | 177180 | Denominator (D)
0.8319 | 0 | 0 | 0 |  | 0 | 0 | 0 | 0 | 0 | 0 | 0 | a= | -0.40546 | -0.40546
0.80524 | 0 | 0 | 0 |  | 0 | 0 | 0 | 0 | 0 | 0 | 0 | b= | 11.3674
0.74892 | 0 | 0 | 0 |  | 0 | 0 | 0 | 0 | 0 | 0 | 0 | c= | 0.97024
0.95492 | 0 | 0 | 0 |  | 0 | 0 | 0 | 0 | 0 | 0 | 0 | y= | -0.40546 | X^2 | + | 11.3674 | x | + | 0.97024
0.24902 | 0 | 0 | 0 |  | 0 | 0 | 0 | 0 | 0 | 0 | 0
0.5599 | 0 | 0 | 0 |  | 0 | 0 | 0 | 0 | 0 | 0 | 0
0.075972 | 0 | 0 | 0 |  | 0 | 0 | 0 | 0 | 0 | 0 | 0
0.29566 | 0 | 0 | 0 |  | 0 | 0 | 0 | 0 | 0 | 0 | 0
0.3037 | 0 | 0 | 0 |  | 0 | 0 | 0 | 0 | 0 | 0 | 0
0.066538 | 0 | 0 | 0 |  | 0 | 0 | 0 | 0 | 0 | 0 | 0
0.42226 | 0 | 0 | 0 |  | 0 | 0 | 0 | 0 | 0 | 0 | 0
0.66997 | 0 | 0 | 0 |  | 0 | 0 | 0 | 0 | 0 | 0 | 0
0.57725 | 0 | 0 | 0 |  | 0 | 0 | 0 | 0 | 0 | 0 | 0
0.42696 | 0 | 0 | 0 |  | 0 | 0 | 0 | 0 | 0 | 0 | 0
0.80283 | 0 | 0 | 0 |  | 0 | 0 | 0 | 0 | 0 | 0 | 0
0.65242 | 0 | 0 | 0 |  | 0 | 0 | 0 | 0 | 0 | 0 | 0
0.96511 | 0 | 0 | 0 |  | 0 | 0 | 0 | 0 | 0 | 0 | 0
0.33186 | 0 | 0 | 0 |  | 0 | 0 | 0 | 0 | 0 | 0 | 0
0.5801 | 0 | 0 | 0 |  | 0 | 0 | 0 | 0 | 0 | 0 | 0
0.08341 | 0 | 0 | 0 |  | 0 | 0 | 0 | 0 | 0 | 0 | 0
0.49591 | 0 | 0 | 0 |  | 0 | 0 | 0 | 0 | 0 | 0 | 0
0.87532 | 0 | 0 | 0 |  | 0 | 0 | 0 | 0 | 0 | 0 | 0

## Sheet63
bootstrap selection | Standards | Instrument readings | Reading of the unknown | Calculated concentration | X | Y | X*Y | X*X | X^3 | X^4 | X^2y
0.94427 | 2 | 24.1 | 0 |  | 2 | 24.1 | 48.2 | 4 | 8 | 16 | 96.4
0.44364 | 2 | 24.1 | 0 |  | 2 | 24.1 | 48.2 | 4 | 8 | 16 | 96.4
0.76456 | 4 | 41.5 | 0 |  | 4 | 41.5 | 166 | 16 | 64 | 256 | 664
0.1055 | 4 | 41.5 | 0 |  | 4 | 41.5 | 166 | 16 | 64 | 256 | 664
0.004074 | 5 | 46 | 0 |  | 5 | 46 | 230 | 25 | 125 | 625 | 1150
0.73317 | 7 | 63 | 0 |  | 7 | 63 | 441 | 49 | 343 | 2401 | 3087
0.31689 | 7 | 63 | 0 |  | 7 | 63 | 441 | 49 | 343 | 2401 | 3087
0.30944 | 8 | 65.12 | 0 |  | 8 | 65.12 | 520.96 | 64 | 512 | 4096 | 4167.68
0.97957 | 0 | 0 | 0 |  | 0 | 0 | 0 | 0 | 0 | 0 | 0
0.23049 | 0 | 0 | 0 |  | 0 | 0 | 0 | 0 | 0 | 0 | 0
0.24548 | 0 | 0 | 0 |  | 0 | 0 | 0 | 0 | 0 | 0 | 0
0.16941 | 0 | 0 | 0 |  | 0 | 0 | 0 | 0 | 0 | 0 | 0
0.97971 | 0 | 0 | 0 |  | 0 | 0 | 0 | 0 | 0 | 0 | 0
0.53591 | 0 | 0 | 0 |  | 0 | 0 | 0 | 0 | 0 | 0 | 0
0.90964 | 0 | 0 | 0 |  | 0 | 0 | 0 | 0 | 0 | 0 | 0
0.50423 | 0 | 0 | 0 |  | 0 | 0 | 0 | 0 | 0 | 0 | 0
0.41865 | 0 | 0 | 0 |  | 0 | 0 | 0 | 0 | 0 | 0 | 0 | Calculations of the coefficients a,b, and c of the best-fit parabola y=ax^2+bx+c
0.0062994 | 0 | 0 | 0 |  | 0 | 0 | 0 | 0 | 0 | 0 | 0 | sums | sumx | sumy | sumxy | sumx2 | sumx3 | sumx4 | sumx2y
0.3532 | 0 | 0 | 0 |  | 0 | 0 | 0 | 0 | 0 | 0 | 0 |  | ?X | ?Y | ?(X*Y) | ?(X*X) | ?(X^3) | ?(X^4) | ?(X^2)*y
0.67058 | 0 | 0 | 0 |  | 0 | 0 | 0 | 0 | 0 | 0 | 0 |  | 39 | 368.32 | 2061.36 | 227 | 1467 | 10067 | 13012.48
0.575 | 0 | 0 | 0 |  | 0 | 0 | 0 | 0 | 0 | 0 | 0 | n | 9 | (number of points (n)
0.050302 | 0 | 0 | 0 |  | 0 | 0 | 0 | 0 | 0 | 0 | 0
0.6459 | 0 | 0 | 0 |  | 0 | 0 | 0 | 0 | 0 | 0 | 0 | D | 163792 | Denominator (D)
0.59977 | 0 | 0 | 0 |  | 0 | 0 | 0 | 0 | 0 | 0 | 0 | a= | -0.49374 | -0.49374
0.77363 | 0 | 0 | 0 |  | 0 | 0 | 0 | 0 | 0 | 0 | 0 | b= | 12.137
0.214 | 0 | 0 | 0 |  | 0 | 0 | 0 | 0 | 0 | 0 | 0 | c= | 0.78388
0.55091 | 0 | 0 | 0 |  | 0 | 0 | 0 | 0 | 0 | 0 | 0 | y= | -0.49374 | X^2 | + | 12.137 | x | + | 0.78388
0.60946 | 0 | 0 | 0 |  | 0 | 0 | 0 | 0 | 0 | 0 | 0
0.017224 | 0 | 0 | 0 |  | 0 | 0 | 0 | 0 | 0 | 0 | 0
0.94829 | 0 | 0 | 0 |  | 0 | 0 | 0 | 0 | 0 | 0 | 0
0.52964 | 0 | 0 | 0 |  | 0 | 0 | 0 | 0 | 0 | 0 | 0
0.0043859 | 0 | 0 | 0 |  | 0 | 0 | 0 | 0 | 0 | 0 | 0
0.052474 | 0 | 0 | 0 |  | 0 | 0 | 0 | 0 | 0 | 0 | 0
0.51782 | 0 | 0 | 0 |  | 0 | 0 | 0 | 0 | 0 | 0 | 0
0.0057899 | 0 | 0 | 0 |  | 0 | 0 | 0 | 0 | 0 | 0 | 0
0.1426 | 0 | 0 | 0 |  | 0 | 0 | 0 | 0 | 0 | 0 | 0
0.73791 | 0 | 0 | 0 |  | 0 | 0 | 0 | 0 | 0 | 0 | 0
0.58611 | 0 | 0 | 0 |  | 0 | 0 | 0 | 0 | 0 | 0 | 0
0.39992 | 0 | 0 | 0 |  | 0 | 0 | 0 | 0 | 0 | 0 | 0
0.44478 | 0 | 0 | 0 |  | 0 | 0 | 0 | 0 | 0 | 0 | 0
0.74394 | 0 | 0 | 0 |  | 0 | 0 | 0 | 0 | 0 | 0 | 0
0.70584 | 0 | 0 | 0 |  | 0 | 0 | 0 | 0 | 0 | 0 | 0
0.043328 | 0 | 0 | 0 |  | 0 | 0 | 0 | 0 | 0 | 0 | 0
0.17244 | 0 | 0 | 0 |  | 0 | 0 | 0 | 0 | 0 | 0 | 0
0.30436 | 0 | 0 | 0 |  | 0 | 0 | 0 | 0 | 0 | 0 | 0

## Sheet64
bootstrap selection | Standards | Instrument readings | Reading of the unknown | Calculated concentration | X | Y | X*Y | X*X | X^3 | X^4 | X^2y
0.021441 | 1 | 10.5 | 0 |  | 1 | 10.5 | 10.5 | 1 | 1 | 1 | 10.5
0.50539 | 3 | 31.1 | 0 |  | 3 | 31.1 | 93.3 | 9 | 27 | 81 | 279.9
0.33589 | 3 | 31.1 | 0 |  | 3 | 31.1 | 93.3 | 9 | 27 | 81 | 279.9
0.24229 | 4 | 41.5 | 0 |  | 4 | 41.5 | 166 | 16 | 64 | 256 | 664
0.86586 | 6 | 55.9 | 0 |  | 6 | 55.9 | 335.4 | 36 | 216 | 1296 | 2012.4
0.53188 | 7 | 63 | 0 |  | 7 | 63 | 441 | 49 | 343 | 2401 | 3087
0.75541 | 8 | 65.12 | 0 |  | 8 | 65.12 | 520.96 | 64 | 512 | 4096 | 4167.68
0.040572 | 8 | 65.12 | 0 |  | 8 | 65.12 | 520.96 | 64 | 512 | 4096 | 4167.68
0.028426 | 9 | 71 | 0 |  | 9 | 71 | 639 | 81 | 729 | 6561 | 5751
0.80874 | 0 | 0 | 0 |  | 0 | 0 | 0 | 0 | 0 | 0 | 0
0.91097 | 0 | 0 | 0 |  | 0 | 0 | 0 | 0 | 0 | 0 | 0
0.2652 | 0 | 0 | 0 |  | 0 | 0 | 0 | 0 | 0 | 0 | 0
0.57339 | 0 | 0 | 0 |  | 0 | 0 | 0 | 0 | 0 | 0 | 0
0.48239 | 0 | 0 | 0 |  | 0 | 0 | 0 | 0 | 0 | 0 | 0
0.1155 | 0 | 0 | 0 |  | 0 | 0 | 0 | 0 | 0 | 0 | 0
0.53192 | 0 | 0 | 0 |  | 0 | 0 | 0 | 0 | 0 | 0 | 0
0.53761 | 0 | 0 | 0 |  | 0 | 0 | 0 | 0 | 0 | 0 | 0 | Calculations of the coefficients a,b, and c of the best-fit parabola y=ax^2+bx+c
0.44565 | 0 | 0 | 0 |  | 0 | 0 | 0 | 0 | 0 | 0 | 0 | sums | sumx | sumy | sumxy | sumx2 | sumx3 | sumx4 | sumx2y
0.31563 | 0 | 0 | 0 |  | 0 | 0 | 0 | 0 | 0 | 0 | 0 |  | ?X | ?Y | ?(X*Y) | ?(X*X) | ?(X^3) | ?(X^4) | ?(X^2)*y
0.59562 | 0 | 0 | 0 |  | 0 | 0 | 0 | 0 | 0 | 0 | 0 |  | 49 | 434.34 | 2820.42 | 329 | 2431 | 18869 | 20420.06
0.32629 | 0 | 0 | 0 |  | 0 | 0 | 0 | 0 | 0 | 0 | 0 | n | 9 | (number of points (n)
0.46131 | 0 | 0 | 0 |  | 0 | 0 | 0 | 0 | 0 | 0 | 0
0.56749 | 0 | 0 | 0 |  | 0 | 0 | 0 | 0 | 0 | 0 | 0 | D | 147804 | Denominator (D)
0.087691 | 0 | 0 | 0 |  | 0 | 0 | 0 | 0 | 0 | 0 | 0 | a= | -0.54122 | -0.54122
0.37582 | 0 | 0 | 0 |  | 0 | 0 | 0 | 0 | 0 | 0 | 0 | b= | 12.8883
0.52316 | 0 | 0 | 0 |  | 0 | 0 | 0 | 0 | 0 | 0 | 0 | c= | -2.1252
0.9558 | 0 | 0 | 0 |  | 0 | 0 | 0 | 0 | 0 | 0 | 0 | y= | -0.54122 | X^2 | + | 12.8883 | x | + | -2.1252
0.83806 | 0 | 0 | 0 |  | 0 | 0 | 0 | 0 | 0 | 0 | 0
0.46644 | 0 | 0 | 0 |  | 0 | 0 | 0 | 0 | 0 | 0 | 0
0.40007 | 0 | 0 | 0 |  | 0 | 0 | 0 | 0 | 0 | 0 | 0
0.48071 | 0 | 0 | 0 |  | 0 | 0 | 0 | 0 | 0 | 0 | 0
0.50598 | 0 | 0 | 0 |  | 0 | 0 | 0 | 0 | 0 | 0 | 0
0.1929 | 0 | 0 | 0 |  | 0 | 0 | 0 | 0 | 0 | 0 | 0
0.30087 | 0 | 0 | 0 |  | 0 | 0 | 0 | 0 | 0 | 0 | 0
0.97408 | 0 | 0 | 0 |  | 0 | 0 | 0 | 0 | 0 | 0 | 0
0.70361 | 0 | 0 | 0 |  | 0 | 0 | 0 | 0 | 0 | 0 | 0
0.80771 | 0 | 0 | 0 |  | 0 | 0 | 0 | 0 | 0 | 0 | 0
0.21636 | 0 | 0 | 0 |  | 0 | 0 | 0 | 0 | 0 | 0 | 0
0.20832 | 0 | 0 | 0 |  | 0 | 0 | 0 | 0 | 0 | 0 | 0
0.071988 | 0 | 0 | 0 |  | 0 | 0 | 0 | 0 | 0 | 0 | 0
0.45671 | 0 | 0 | 0 |  | 0 | 0 | 0 | 0 | 0 | 0 | 0
0.40856 | 0 | 0 | 0 |  | 0 | 0 | 0 | 0 | 0 | 0 | 0
0.65634 | 0 | 0 | 0 |  | 0 | 0 | 0 | 0 | 0 | 0 | 0
0.017673 | 0 | 0 | 0 |  | 0 | 0 | 0 | 0 | 0 | 0 | 0
0.50388 | 0 | 0 | 0 |  | 0 | 0 | 0 | 0 | 0 | 0 | 0

## Sheet65
bootstrap selection | Standards | Instrument readings | Reading of the unknown | Calculated concentration | X | Y | X*Y | X*X | X^3 | X^4 | X^2y
0.64059 | 2 | 24.1 | 0 |  | 2 | 24.1 | 48.2 | 4 | 8 | 16 | 96.4
0.52468 | 3 | 31.1 | 0 |  | 3 | 31.1 | 93.3 | 9 | 27 | 81 | 279.9
0.74006 | 4 | 41.5 | 0 |  | 4 | 41.5 | 166 | 16 | 64 | 256 | 664
0.63516 | 5 | 46 | 0 |  | 5 | 46 | 230 | 25 | 125 | 625 | 1150
0.54563 | 6 | 55.9 | 0 |  | 6 | 55.9 | 335.4 | 36 | 216 | 1296 | 2012.4
0.97734 | 7 | 63 | 0 |  | 7 | 63 | 441 | 49 | 343 | 2401 | 3087
0.98164 | 8 | 65.12 | 0 |  | 8 | 65.12 | 520.96 | 64 | 512 | 4096 | 4167.68
0.62397 | 9 | 71 | 0 |  | 9 | 71 | 639 | 81 | 729 | 6561 | 5751
0.34955 | 9 | 71 | 0 |  | 9 | 71 | 639 | 81 | 729 | 6561 | 5751
0.70368 | 0 | 0 | 0 |  | 0 | 0 | 0 | 0 | 0 | 0 | 0
0.47639 | 0 | 0 | 0 |  | 0 | 0 | 0 | 0 | 0 | 0 | 0
0.67654 | 0 | 0 | 0 |  | 0 | 0 | 0 | 0 | 0 | 0 | 0
0.13356 | 0 | 0 | 0 |  | 0 | 0 | 0 | 0 | 0 | 0 | 0
0.18886 | 0 | 0 | 0 |  | 0 | 0 | 0 | 0 | 0 | 0 | 0
0.89652 | 0 | 0 | 0 |  | 0 | 0 | 0 | 0 | 0 | 0 | 0
0.86502 | 0 | 0 | 0 |  | 0 | 0 | 0 | 0 | 0 | 0 | 0
0.38515 | 0 | 0 | 0 |  | 0 | 0 | 0 | 0 | 0 | 0 | 0 | Calculations of the coefficients a,b, and c of the best-fit parabola y=ax^2+bx+c
0.58464 | 0 | 0 | 0 |  | 0 | 0 | 0 | 0 | 0 | 0 | 0 | sums | sumx | sumy | sumxy | sumx2 | sumx3 | sumx4 | sumx2y
0.51909 | 0 | 0 | 0 |  | 0 | 0 | 0 | 0 | 0 | 0 | 0 |  | ?X | ?Y | ?(X*Y) | ?(X*X) | ?(X^3) | ?(X^4) | ?(X^2)*y
0.3996 | 0 | 0 | 0 |  | 0 | 0 | 0 | 0 | 0 | 0 | 0 |  | 53 | 468.72 | 3112.86 | 365 | 2753 | 21893 | 22959.38
0.2884 | 0 | 0 | 0 |  | 0 | 0 | 0 | 0 | 0 | 0 | 0 | n | 9 | (number of points (n)
0.96731 | 0 | 0 | 0 |  | 0 | 0 | 0 | 0 | 0 | 0 | 0
0.46966 | 0 | 0 | 0 |  | 0 | 0 | 0 | 0 | 0 | 0 | 0 | D | 96432 | Denominator (D)
0.028916 | 0 | 0 | 0 |  | 0 | 0 | 0 | 0 | 0 | 0 | 0 | a= | -0.36447 | -0.36447
0.3778 | 0 | 0 | 0 |  | 0 | 0 | 0 | 0 | 0 | 0 | 0 | b= | 10.8264
0.81962 | 0 | 0 | 0 |  | 0 | 0 | 0 | 0 | 0 | 0 | 0 | c= | 3.1057
0.28077 | 0 | 0 | 0 |  | 0 | 0 | 0 | 0 | 0 | 0 | 0 | y= | -0.36447 | X^2 | + | 10.8264 | x | + | 3.1057
0.64684 | 0 | 0 | 0 |  | 0 | 0 | 0 | 0 | 0 | 0 | 0
0.84358 | 0 | 0 | 0 |  | 0 | 0 | 0 | 0 | 0 | 0 | 0
0.1862 | 0 | 0 | 0 |  | 0 | 0 | 0 | 0 | 0 | 0 | 0
0.10004 | 0 | 0 | 0 |  | 0 | 0 | 0 | 0 | 0 | 0 | 0
0.54417 | 0 | 0 | 0 |  | 0 | 0 | 0 | 0 | 0 | 0 | 0
0.51357 | 0 | 0 | 0 |  | 0 | 0 | 0 | 0 | 0 | 0 | 0
0.68003 | 0 | 0 | 0 |  | 0 | 0 | 0 | 0 | 0 | 0 | 0
0.84903 | 0 | 0 | 0 |  | 0 | 0 | 0 | 0 | 0 | 0 | 0
0.14581 | 0 | 0 | 0 |  | 0 | 0 | 0 | 0 | 0 | 0 | 0
0.81933 | 0 | 0 | 0 |  | 0 | 0 | 0 | 0 | 0 | 0 | 0
0.95528 | 0 | 0 | 0 |  | 0 | 0 | 0 | 0 | 0 | 0 | 0
0.12471 | 0 | 0 | 0 |  | 0 | 0 | 0 | 0 | 0 | 0 | 0
0.017888 | 0 | 0 | 0 |  | 0 | 0 | 0 | 0 | 0 | 0 | 0
0.86343 | 0 | 0 | 0 |  | 0 | 0 | 0 | 0 | 0 | 0 | 0
0.67092 | 0 | 0 | 0 |  | 0 | 0 | 0 | 0 | 0 | 0 | 0
0.52413 | 0 | 0 | 0 |  | 0 | 0 | 0 | 0 | 0 | 0 | 0
0.46088 | 0 | 0 | 0 |  | 0 | 0 | 0 | 0 | 0 | 0 | 0
0.36592 | 0 | 0 | 0 |  | 0 | 0 | 0 | 0 | 0 | 0 | 0

## Sheet66
bootstrap selection | Standards | Instrument readings | Reading of the unknown | Calculated concentration | X | Y | X*Y | X*X | X^3 | X^4 | X^2y
0.85149 | 2 | 24.1 | 0 |  | 2 | 24.1 | 48.2 | 4 | 8 | 16 | 96.4
0.077268 | 2 | 24.1 | 0 |  | 2 | 24.1 | 48.2 | 4 | 8 | 16 | 96.4
0.33996 | 3 | 31.1 | 0 |  | 3 | 31.1 | 93.3 | 9 | 27 | 81 | 279.9
0.7856 | 5 | 46 | 0 |  | 5 | 46 | 230 | 25 | 125 | 625 | 1150
0.90037 | 6 | 55.9 | 0 |  | 6 | 55.9 | 335.4 | 36 | 216 | 1296 | 2012.4
0.38571 | 6 | 55.9 | 0 |  | 6 | 55.9 | 335.4 | 36 | 216 | 1296 | 2012.4
0.096848 | 7 | 63 | 0 |  | 7 | 63 | 441 | 49 | 343 | 2401 | 3087
0.092515 | 8 | 65.12 | 0 |  | 8 | 65.12 | 520.96 | 64 | 512 | 4096 | 4167.68
0.44119 | 9 | 71 | 0 |  | 9 | 71 | 639 | 81 | 729 | 6561 | 5751
0.98026 | 0 | 0 | 0 |  | 0 | 0 | 0 | 0 | 0 | 0 | 0
0.32105 | 0 | 0 | 0 |  | 0 | 0 | 0 | 0 | 0 | 0 | 0
0.09264 | 0 | 0 | 0 |  | 0 | 0 | 0 | 0 | 0 | 0 | 0
0.53961 | 0 | 0 | 0 |  | 0 | 0 | 0 | 0 | 0 | 0 | 0
0.44877 | 0 | 0 | 0 |  | 0 | 0 | 0 | 0 | 0 | 0 | 0
0.91891 | 0 | 0 | 0 |  | 0 | 0 | 0 | 0 | 0 | 0 | 0
0.79543 | 0 | 0 | 0 |  | 0 | 0 | 0 | 0 | 0 | 0 | 0
0.51641 | 0 | 0 | 0 |  | 0 | 0 | 0 | 0 | 0 | 0 | 0 | Calculations of the coefficients a,b, and c of the best-fit parabola y=ax^2+bx+c
0.22637 | 0 | 0 | 0 |  | 0 | 0 | 0 | 0 | 0 | 0 | 0 | sums | sumx | sumy | sumxy | sumx2 | sumx3 | sumx4 | sumx2y
0.42173 | 0 | 0 | 0 |  | 0 | 0 | 0 | 0 | 0 | 0 | 0 |  | ?X | ?Y | ?(X*Y) | ?(X*X) | ?(X^3) | ?(X^4) | ?(X^2)*y
0.96309 | 0 | 0 | 0 |  | 0 | 0 | 0 | 0 | 0 | 0 | 0 |  | 48 | 436.22 | 2691.46 | 308 | 2184 | 16388 | 18653.18
0.91719 | 0 | 0 | 0 |  | 0 | 0 | 0 | 0 | 0 | 0 | 0 | n | 9 | (number of points (n)
0.97632 | 0 | 0 | 0 |  | 0 | 0 | 0 | 0 | 0 | 0 | 0
0.88442 | 0 | 0 | 0 |  | 0 | 0 | 0 | 0 | 0 | 0 | 0 | D | 99280 | Denominator (D)
0.5323 | 0 | 0 | 0 |  | 0 | 0 | 0 | 0 | 0 | 0 | 0 | a= | -0.35117 | -0.35117
0.72536 | 0 | 0 | 0 |  | 0 | 0 | 0 | 0 | 0 | 0 | 0 | b= | 10.6741
0.52639 | 0 | 0 | 0 |  | 0 | 0 | 0 | 0 | 0 | 0 | 0 | c= | 3.5582
0.14505 | 0 | 0 | 0 |  | 0 | 0 | 0 | 0 | 0 | 0 | 0 | y= | -0.35117 | X^2 | + | 10.6741 | x | + | 3.5582
0.21971 | 0 | 0 | 0 |  | 0 | 0 | 0 | 0 | 0 | 0 | 0
0.75836 | 0 | 0 | 0 |  | 0 | 0 | 0 | 0 | 0 | 0 | 0
0.61478 | 0 | 0 | 0 |  | 0 | 0 | 0 | 0 | 0 | 0 | 0
0.10431 | 0 | 0 | 0 |  | 0 | 0 | 0 | 0 | 0 | 0 | 0
0.77432 | 0 | 0 | 0 |  | 0 | 0 | 0 | 0 | 0 | 0 | 0
0.33143 | 0 | 0 | 0 |  | 0 | 0 | 0 | 0 | 0 | 0 | 0
0.86655 | 0 | 0 | 0 |  | 0 | 0 | 0 | 0 | 0 | 0 | 0
0.27619 | 0 | 0 | 0 |  | 0 | 0 | 0 | 0 | 0 | 0 | 0
0.033636 | 0 | 0 | 0 |  | 0 | 0 | 0 | 0 | 0 | 0 | 0
0.19179 | 0 | 0 | 0 |  | 0 | 0 | 0 | 0 | 0 | 0 | 0
0.025706 | 0 | 0 | 0 |  | 0 | 0 | 0 | 0 | 0 | 0 | 0
0.3695 | 0 | 0 | 0 |  | 0 | 0 | 0 | 0 | 0 | 0 | 0
0.91941 | 0 | 0 | 0 |  | 0 | 0 | 0 | 0 | 0 | 0 | 0
0.69551 | 0 | 0 | 0 |  | 0 | 0 | 0 | 0 | 0 | 0 | 0
0.76278 | 0 | 0 | 0 |  | 0 | 0 | 0 | 0 | 0 | 0 | 0
0.33412 | 0 | 0 | 0 |  | 0 | 0 | 0 | 0 | 0 | 0 | 0
0.92479 | 0 | 0 | 0 |  | 0 | 0 | 0 | 0 | 0 | 0 | 0
0.95434 | 0 | 0 | 0 |  | 0 | 0 | 0 | 0 | 0 | 0 | 0

## Sheet67
bootstrap selection | Standards | Instrument readings | Reading of the unknown | Calculated concentration | X | Y | X*Y | X*X | X^3 | X^4 | X^2y
0.8 | 2 | 24.1 | 0 |  | 2 | 24.1 | 48.2 | 4 | 8 | 16 | 96.4
0.5782 | 3 | 31.1 | 0 |  | 3 | 31.1 | 93.3 | 9 | 27 | 81 | 279.9
0.5063 | 4 | 41.5 | 0 |  | 4 | 41.5 | 166 | 16 | 64 | 256 | 664
0.37786 | 4 | 41.5 | 0 |  | 4 | 41.5 | 166 | 16 | 64 | 256 | 664
0.97459 | 6 | 55.9 | 0 |  | 6 | 55.9 | 335.4 | 36 | 216 | 1296 | 2012.4
0.25427 | 6 | 55.9 | 0 |  | 6 | 55.9 | 335.4 | 36 | 216 | 1296 | 2012.4
0.87096 | 8 | 65.12 | 0 |  | 8 | 65.12 | 520.96 | 64 | 512 | 4096 | 4167.68
0.0069687 | 8 | 65.12 | 0 |  | 8 | 65.12 | 520.96 | 64 | 512 | 4096 | 4167.68
0.098067 | 9 | 71 | 0 |  | 9 | 71 | 639 | 81 | 729 | 6561 | 5751
0.11671 | 0 | 0 | 0 |  | 0 | 0 | 0 | 0 | 0 | 0 | 0
0.60851 | 0 | 0 | 0 |  | 0 | 0 | 0 | 0 | 0 | 0 | 0
0.20087 | 0 | 0 | 0 |  | 0 | 0 | 0 | 0 | 0 | 0 | 0
0.4417 | 0 | 0 | 0 |  | 0 | 0 | 0 | 0 | 0 | 0 | 0
0.8351 | 0 | 0 | 0 |  | 0 | 0 | 0 | 0 | 0 | 0 | 0
0.23113 | 0 | 0 | 0 |  | 0 | 0 | 0 | 0 | 0 | 0 | 0
0.20238 | 0 | 0 | 0 |  | 0 | 0 | 0 | 0 | 0 | 0 | 0
0.85652 | 0 | 0 | 0 |  | 0 | 0 | 0 | 0 | 0 | 0 | 0 | Calculations of the coefficients a,b, and c of the best-fit parabola y=ax^2+bx+c
0.88482 | 0 | 0 | 0 |  | 0 | 0 | 0 | 0 | 0 | 0 | 0 | sums | sumx | sumy | sumxy | sumx2 | sumx3 | sumx4 | sumx2y
0.97167 | 0 | 0 | 0 |  | 0 | 0 | 0 | 0 | 0 | 0 | 0 |  | ?X | ?Y | ?(X*Y) | ?(X*X) | ?(X^3) | ?(X^4) | ?(X^2)*y
0.60008 | 0 | 0 | 0 |  | 0 | 0 | 0 | 0 | 0 | 0 | 0 |  | 50 | 451.24 | 2825.22 | 326 | 2348 | 17954 | 19815.46
0.49789 | 0 | 0 | 0 |  | 0 | 0 | 0 | 0 | 0 | 0 | 0 | n | 9 | (number of points (n)
0.53987 | 0 | 0 | 0 |  | 0 | 0 | 0 | 0 | 0 | 0 | 0
0.80137 | 0 | 0 | 0 |  | 0 | 0 | 0 | 0 | 0 | 0 | 0 | D | 72924 | Denominator (D)
0.76282 | 0 | 0 | 0 |  | 0 | 0 | 0 | 0 | 0 | 0 | 0 | a= | -0.43826 | -0.43826
0.5907 | 0 | 0 | 0 |  | 0 | 0 | 0 | 0 | 0 | 0 | 0 | b= | 11.4808
0.63237 | 0 | 0 | 0 |  | 0 | 0 | 0 | 0 | 0 | 0 | 0 | c= | 2.2305
0.10014 | 0 | 0 | 0 |  | 0 | 0 | 0 | 0 | 0 | 0 | 0 | y= | -0.43826 | X^2 | + | 11.4808 | x | + | 2.2305
0.86735 | 0 | 0 | 0 |  | 0 | 0 | 0 | 0 | 0 | 0 | 0
0.059531 | 0 | 0 | 0 |  | 0 | 0 | 0 | 0 | 0 | 0 | 0
0.47286 | 0 | 0 | 0 |  | 0 | 0 | 0 | 0 | 0 | 0 | 0
0.47137 | 0 | 0 | 0 |  | 0 | 0 | 0 | 0 | 0 | 0 | 0
0.91116 | 0 | 0 | 0 |  | 0 | 0 | 0 | 0 | 0 | 0 | 0
0.98426 | 0 | 0 | 0 |  | 0 | 0 | 0 | 0 | 0 | 0 | 0
0.062218 | 0 | 0 | 0 |  | 0 | 0 | 0 | 0 | 0 | 0 | 0
0.72982 | 0 | 0 | 0 |  | 0 | 0 | 0 | 0 | 0 | 0 | 0
0.46131 | 0 | 0 | 0 |  | 0 | 0 | 0 | 0 | 0 | 0 | 0
0.094178 | 0 | 0 | 0 |  | 0 | 0 | 0 | 0 | 0 | 0 | 0
0.47688 | 0 | 0 | 0 |  | 0 | 0 | 0 | 0 | 0 | 0 | 0
0.4472 | 0 | 0 | 0 |  | 0 | 0 | 0 | 0 | 0 | 0 | 0
0.089456 | 0 | 0 | 0 |  | 0 | 0 | 0 | 0 | 0 | 0 | 0
0.34496 | 0 | 0 | 0 |  | 0 | 0 | 0 | 0 | 0 | 0 | 0
0.71393 | 0 | 0 | 0 |  | 0 | 0 | 0 | 0 | 0 | 0 | 0
0.60165 | 0 | 0 | 0 |  | 0 | 0 | 0 | 0 | 0 | 0 | 0
0.52265 | 0 | 0 | 0 |  | 0 | 0 | 0 | 0 | 0 | 0 | 0
0.93946 | 0 | 0 | 0 |  | 0 | 0 | 0 | 0 | 0 | 0 | 0

## Sheet68
bootstrap selection | Standards | Instrument readings | Reading of the unknown | Calculated concentration | X | Y | X*Y | X*X | X^3 | X^4 | X^2y
0.053123 | 1 | 10.5 | 0 |  | 1 | 10.5 | 10.5 | 1 | 1 | 1 | 10.5
0.6643 | 3 | 31.1 | 0 |  | 3 | 31.1 | 93.3 | 9 | 27 | 81 | 279.9
0.50742 | 4 | 41.5 | 0 |  | 4 | 41.5 | 166 | 16 | 64 | 256 | 664
0.68607 | 5 | 46 | 0 |  | 5 | 46 | 230 | 25 | 125 | 625 | 1150
0.32168 | 5 | 46 | 0 |  | 5 | 46 | 230 | 25 | 125 | 625 | 1150
0.57856 | 7 | 63 | 0 |  | 7 | 63 | 441 | 49 | 343 | 2401 | 3087
0.90068 | 8 | 65.12 | 0 |  | 8 | 65.12 | 520.96 | 64 | 512 | 4096 | 4167.68
0.08974 | 8 | 65.12 | 0 |  | 8 | 65.12 | 520.96 | 64 | 512 | 4096 | 4167.68
0.70021 | 0 | 0 | 0 |  | 0 | 0 | 0 | 0 | 0 | 0 | 0
0.37373 | 0 | 0 | 0 |  | 0 | 0 | 0 | 0 | 0 | 0 | 0
0.96187 | 0 | 0 | 0 |  | 0 | 0 | 0 | 0 | 0 | 0 | 0
0.70812 | 0 | 0 | 0 |  | 0 | 0 | 0 | 0 | 0 | 0 | 0
0.2581 | 0 | 0 | 0 |  | 0 | 0 | 0 | 0 | 0 | 0 | 0
0.66714 | 0 | 0 | 0 |  | 0 | 0 | 0 | 0 | 0 | 0 | 0
0.032897 | 0 | 0 | 0 |  | 0 | 0 | 0 | 0 | 0 | 0 | 0
0.9227 | 0 | 0 | 0 |  | 0 | 0 | 0 | 0 | 0 | 0 | 0
0.11486 | 0 | 0 | 0 |  | 0 | 0 | 0 | 0 | 0 | 0 | 0 | Calculations of the coefficients a,b, and c of the best-fit parabola y=ax^2+bx+c
0.78845 | 0 | 0 | 0 |  | 0 | 0 | 0 | 0 | 0 | 0 | 0 | sums | sumx | sumy | sumxy | sumx2 | sumx3 | sumx4 | sumx2y
0.96555 | 0 | 0 | 0 |  | 0 | 0 | 0 | 0 | 0 | 0 | 0 |  | ?X | ?Y | ?(X*Y) | ?(X*X) | ?(X^3) | ?(X^4) | ?(X^2)*y
0.88524 | 0 | 0 | 0 |  | 0 | 0 | 0 | 0 | 0 | 0 | 0 |  | 41 | 368.34 | 2212.72 | 253 | 1709 | 12181 | 14676.76
0.071702 | 0 | 0 | 0 |  | 0 | 0 | 0 | 0 | 0 | 0 | 0 | n | 9 | (number of points (n)
0.77835 | 0 | 0 | 0 |  | 0 | 0 | 0 | 0 | 0 | 0 | 0
0.33511 | 0 | 0 | 0 |  | 0 | 0 | 0 | 0 | 0 | 0 | 0 | D | 234384 | Denominator (D)
0.98381 | 0 | 0 | 0 |  | 0 | 0 | 0 | 0 | 0 | 0 | 0 | a= | -0.43438 | -0.43438
0.53065 | 0 | 0 | 0 |  | 0 | 0 | 0 | 0 | 0 | 0 | 0 | b= | 11.7247
0.8281 | 0 | 0 | 0 |  | 0 | 0 | 0 | 0 | 0 | 0 | 0 | c= | -0.27493
0.034071 | 0 | 0 | 0 |  | 0 | 0 | 0 | 0 | 0 | 0 | 0 | y= | -0.43438 | X^2 | + | 11.7247 | x | + | -0.27493
0.31843 | 0 | 0 | 0 |  | 0 | 0 | 0 | 0 | 0 | 0 | 0
0.5057 | 0 | 0 | 0 |  | 0 | 0 | 0 | 0 | 0 | 0 | 0
0.82334 | 0 | 0 | 0 |  | 0 | 0 | 0 | 0 | 0 | 0 | 0
0.67523 | 0 | 0 | 0 |  | 0 | 0 | 0 | 0 | 0 | 0 | 0
0.72707 | 0 | 0 | 0 |  | 0 | 0 | 0 | 0 | 0 | 0 | 0
0.86841 | 0 | 0 | 0 |  | 0 | 0 | 0 | 0 | 0 | 0 | 0
0.0737 | 0 | 0 | 0 |  | 0 | 0 | 0 | 0 | 0 | 0 | 0
0.8571 | 0 | 0 | 0 |  | 0 | 0 | 0 | 0 | 0 | 0 | 0
0.7436 | 0 | 0 | 0 |  | 0 | 0 | 0 | 0 | 0 | 0 | 0
0.020638 | 0 | 0 | 0 |  | 0 | 0 | 0 | 0 | 0 | 0 | 0
0.053119 | 0 | 0 | 0 |  | 0 | 0 | 0 | 0 | 0 | 0 | 0
0.14895 | 0 | 0 | 0 |  | 0 | 0 | 0 | 0 | 0 | 0 | 0
0.86548 | 0 | 0 | 0 |  | 0 | 0 | 0 | 0 | 0 | 0 | 0
0.46327 | 0 | 0 | 0 |  | 0 | 0 | 0 | 0 | 0 | 0 | 0
0.025722 | 0 | 0 | 0 |  | 0 | 0 | 0 | 0 | 0 | 0 | 0
0.78456 | 0 | 0 | 0 |  | 0 | 0 | 0 | 0 | 0 | 0 | 0
0.41956 | 0 | 0 | 0 |  | 0 | 0 | 0 | 0 | 0 | 0 | 0
0.73792 | 0 | 0 | 0 |  | 0 | 0 | 0 | 0 | 0 | 0 | 0

## Sheet69
bootstrap selection | Standards | Instrument readings | Reading of the unknown | Calculated concentration | X | Y | X*Y | X*X | X^3 | X^4 | X^2y
0.047715 | 1 | 10.5 | 0 |  | 1 | 10.5 | 10.5 | 1 | 1 | 1 | 10.5
0.68737 | 3 | 31.1 | 0 |  | 3 | 31.1 | 93.3 | 9 | 27 | 81 | 279.9
0.4937 | 3 | 31.1 | 0 |  | 3 | 31.1 | 93.3 | 9 | 27 | 81 | 279.9
0.49286 | 4 | 41.5 | 0 |  | 4 | 41.5 | 166 | 16 | 64 | 256 | 664
0.15485 | 5 | 46 | 0 |  | 5 | 46 | 230 | 25 | 125 | 625 | 1150
0.79346 | 7 | 63 | 0 |  | 7 | 63 | 441 | 49 | 343 | 2401 | 3087
0.75948 | 8 | 65.12 | 0 |  | 8 | 65.12 | 520.96 | 64 | 512 | 4096 | 4167.68
0.73566 | 9 | 71 | 0 |  | 9 | 71 | 639 | 81 | 729 | 6561 | 5751
0.40937 | 9 | 71 | 0 |  | 9 | 71 | 639 | 81 | 729 | 6561 | 5751
0.90151 | 0 | 0 | 0 |  | 0 | 0 | 0 | 0 | 0 | 0 | 0
0.67892 | 0 | 0 | 0 |  | 0 | 0 | 0 | 0 | 0 | 0 | 0
0.34947 | 0 | 0 | 0 |  | 0 | 0 | 0 | 0 | 0 | 0 | 0
0.22219 | 0 | 0 | 0 |  | 0 | 0 | 0 | 0 | 0 | 0 | 0
0.25865 | 0 | 0 | 0 |  | 0 | 0 | 0 | 0 | 0 | 0 | 0
0.19569 | 0 | 0 | 0 |  | 0 | 0 | 0 | 0 | 0 | 0 | 0
0.49043 | 0 | 0 | 0 |  | 0 | 0 | 0 | 0 | 0 | 0 | 0
0.91807 | 0 | 0 | 0 |  | 0 | 0 | 0 | 0 | 0 | 0 | 0 | Calculations of the coefficients a,b, and c of the best-fit parabola y=ax^2+bx+c
0.039433 | 0 | 0 | 0 |  | 0 | 0 | 0 | 0 | 0 | 0 | 0 | sums | sumx | sumy | sumxy | sumx2 | sumx3 | sumx4 | sumx2y
0.79933 | 0 | 0 | 0 |  | 0 | 0 | 0 | 0 | 0 | 0 | 0 |  | ?X | ?Y | ?(X*Y) | ?(X*X) | ?(X^3) | ?(X^4) | ?(X^2)*y
0.6874 | 0 | 0 | 0 |  | 0 | 0 | 0 | 0 | 0 | 0 | 0 |  | 49 | 430.32 | 2833.06 | 335 | 2557 | 20663 | 21140.98
0.27315 | 0 | 0 | 0 |  | 0 | 0 | 0 | 0 | 0 | 0 | 0 | n | 9 | (number of points (n)
0.15211 | 0 | 0 | 0 |  | 0 | 0 | 0 | 0 | 0 | 0 | 0
0.6796 | 0 | 0 | 0 |  | 0 | 0 | 0 | 0 | 0 | 0 | 0 | D | 193776 | Denominator (D)
0.47422 | 0 | 0 | 0 |  | 0 | 0 | 0 | 0 | 0 | 0 | 0 | a= | -0.45695 | -0.45695
0.70024 | 0 | 0 | 0 |  | 0 | 0 | 0 | 0 | 0 | 0 | 0 | b= | 12.0958
0.95465 | 0 | 0 | 0 |  | 0 | 0 | 0 | 0 | 0 | 0 | 0 | c= | -1.0329
0.58341 | 0 | 0 | 0 |  | 0 | 0 | 0 | 0 | 0 | 0 | 0 | y= | -0.45695 | X^2 | + | 12.0958 | x | + | -1.0329
0.57952 | 0 | 0 | 0 |  | 0 | 0 | 0 | 0 | 0 | 0 | 0
0.21595 | 0 | 0 | 0 |  | 0 | 0 | 0 | 0 | 0 | 0 | 0
0.058378 | 0 | 0 | 0 |  | 0 | 0 | 0 | 0 | 0 | 0 | 0
0.87926 | 0 | 0 | 0 |  | 0 | 0 | 0 | 0 | 0 | 0 | 0
0.10783 | 0 | 0 | 0 |  | 0 | 0 | 0 | 0 | 0 | 0 | 0
0.98837 | 0 | 0 | 0 |  | 0 | 0 | 0 | 0 | 0 | 0 | 0
0.86536 | 0 | 0 | 0 |  | 0 | 0 | 0 | 0 | 0 | 0 | 0
0.2587 | 0 | 0 | 0 |  | 0 | 0 | 0 | 0 | 0 | 0 | 0
0.18891 | 0 | 0 | 0 |  | 0 | 0 | 0 | 0 | 0 | 0 | 0
0.89255 | 0 | 0 | 0 |  | 0 | 0 | 0 | 0 | 0 | 0 | 0
0.66643 | 0 | 0 | 0 |  | 0 | 0 | 0 | 0 | 0 | 0 | 0
0.74599 | 0 | 0 | 0 |  | 0 | 0 | 0 | 0 | 0 | 0 | 0
0.14936 | 0 | 0 | 0 |  | 0 | 0 | 0 | 0 | 0 | 0 | 0
0.077183 | 0 | 0 | 0 |  | 0 | 0 | 0 | 0 | 0 | 0 | 0
0.46146 | 0 | 0 | 0 |  | 0 | 0 | 0 | 0 | 0 | 0 | 0
0.62891 | 0 | 0 | 0 |  | 0 | 0 | 0 | 0 | 0 | 0 | 0
0.53231 | 0 | 0 | 0 |  | 0 | 0 | 0 | 0 | 0 | 0 | 0
0.96292 | 0 | 0 | 0 |  | 0 | 0 | 0 | 0 | 0 | 0 | 0

## Sheet70
bootstrap selection | Standards | Instrument readings | Reading of the unknown | Calculated concentration | X | Y | X*Y | X*X | X^3 | X^4 | X^2y
0.26903 | 1 | 10.5 | 0 |  | 1 | 10.5 | 10.5 | 1 | 1 | 1 | 10.5
0.16642 | 2 | 24.1 | 0 |  | 2 | 24.1 | 48.2 | 4 | 8 | 16 | 96.4
0.82751 | 4 | 41.5 | 0 |  | 4 | 41.5 | 166 | 16 | 64 | 256 | 664
0.16014 | 4 | 41.5 | 0 |  | 4 | 41.5 | 166 | 16 | 64 | 256 | 664
0.37919 | 5 | 46 | 0 |  | 5 | 46 | 230 | 25 | 125 | 625 | 1150
0.33433 | 6 | 55.9 | 0 |  | 6 | 55.9 | 335.4 | 36 | 216 | 1296 | 2012.4
0.047951 | 7 | 63 | 0 |  | 7 | 63 | 441 | 49 | 343 | 2401 | 3087
0.43183 | 8 | 65.12 | 0 |  | 8 | 65.12 | 520.96 | 64 | 512 | 4096 | 4167.68
0.95341 | 0 | 0 | 0 |  | 0 | 0 | 0 | 0 | 0 | 0 | 0
0.88064 | 0 | 0 | 0 |  | 0 | 0 | 0 | 0 | 0 | 0 | 0
0.81482 | 0 | 0 | 0 |  | 0 | 0 | 0 | 0 | 0 | 0 | 0
0.41087 | 0 | 0 | 0 |  | 0 | 0 | 0 | 0 | 0 | 0 | 0
0.6451 | 0 | 0 | 0 |  | 0 | 0 | 0 | 0 | 0 | 0 | 0
0.26779 | 0 | 0 | 0 |  | 0 | 0 | 0 | 0 | 0 | 0 | 0
0.019962 | 0 | 0 | 0 |  | 0 | 0 | 0 | 0 | 0 | 0 | 0
0.77968 | 0 | 0 | 0 |  | 0 | 0 | 0 | 0 | 0 | 0 | 0
0.18216 | 0 | 0 | 0 |  | 0 | 0 | 0 | 0 | 0 | 0 | 0 | Calculations of the coefficients a,b, and c of the best-fit parabola y=ax^2+bx+c
0.68574 | 0 | 0 | 0 |  | 0 | 0 | 0 | 0 | 0 | 0 | 0 | sums | sumx | sumy | sumxy | sumx2 | sumx3 | sumx4 | sumx2y
0.25671 | 0 | 0 | 0 |  | 0 | 0 | 0 | 0 | 0 | 0 | 0 |  | ?X | ?Y | ?(X*Y) | ?(X*X) | ?(X^3) | ?(X^4) | ?(X^2)*y
0.17223 | 0 | 0 | 0 |  | 0 | 0 | 0 | 0 | 0 | 0 | 0 |  | 37 | 347.62 | 1918.06 | 211 | 1333 | 8947 | 11851.98
0.73862 | 0 | 0 | 0 |  | 0 | 0 | 0 | 0 | 0 | 0 | 0 | n | 9 | (number of points (n)
0.84758 | 0 | 0 | 0 |  | 0 | 0 | 0 | 0 | 0 | 0 | 0
0.45957 | 0 | 0 | 0 |  | 0 | 0 | 0 | 0 | 0 | 0 | 0 | D | 169440 | Denominator (D)
0.52945 | 0 | 0 | 0 |  | 0 | 0 | 0 | 0 | 0 | 0 | 0 | a= | -0.51078 | -0.51078
0.74876 | 0 | 0 | 0 |  | 0 | 0 | 0 | 0 | 0 | 0 | 0 | b= | 12.341
0.34305 | 0 | 0 | 0 |  | 0 | 0 | 0 | 0 | 0 | 0 | 0 | c= | -0.13609
0.24237 | 0 | 0 | 0 |  | 0 | 0 | 0 | 0 | 0 | 0 | 0 | y= | -0.51078 | X^2 | + | 12.341 | x | + | -0.13609
0.84817 | 0 | 0 | 0 |  | 0 | 0 | 0 | 0 | 0 | 0 | 0
0.92647 | 0 | 0 | 0 |  | 0 | 0 | 0 | 0 | 0 | 0 | 0
0.51337 | 0 | 0 | 0 |  | 0 | 0 | 0 | 0 | 0 | 0 | 0
0.73761 | 0 | 0 | 0 |  | 0 | 0 | 0 | 0 | 0 | 0 | 0
0.015993 | 0 | 0 | 0 |  | 0 | 0 | 0 | 0 | 0 | 0 | 0
0.60433 | 0 | 0 | 0 |  | 0 | 0 | 0 | 0 | 0 | 0 | 0
0.39417 | 0 | 0 | 0 |  | 0 | 0 | 0 | 0 | 0 | 0 | 0
0.11702 | 0 | 0 | 0 |  | 0 | 0 | 0 | 0 | 0 | 0 | 0
0.88465 | 0 | 0 | 0 |  | 0 | 0 | 0 | 0 | 0 | 0 | 0
0.068138 | 0 | 0 | 0 |  | 0 | 0 | 0 | 0 | 0 | 0 | 0
0.45406 | 0 | 0 | 0 |  | 0 | 0 | 0 | 0 | 0 | 0 | 0
0.36742 | 0 | 0 | 0 |  | 0 | 0 | 0 | 0 | 0 | 0 | 0
0.36649 | 0 | 0 | 0 |  | 0 | 0 | 0 | 0 | 0 | 0 | 0
0.78346 | 0 | 0 | 0 |  | 0 | 0 | 0 | 0 | 0 | 0 | 0
0.74638 | 0 | 0 | 0 |  | 0 | 0 | 0 | 0 | 0 | 0 | 0
0.5225 | 0 | 0 | 0 |  | 0 | 0 | 0 | 0 | 0 | 0 | 0
0.24235 | 0 | 0 | 0 |  | 0 | 0 | 0 | 0 | 0 | 0 | 0
0.83131 | 0 | 0 | 0 |  | 0 | 0 | 0 | 0 | 0 | 0 | 0